## Notes
New England Transmission Owners' PTF Asset Database
Revision: | 2024-01-01
Notes
The attached data: | Provides system-wide age-related information for PTF assets for review and use by ISO-NE and regional system planning stakeholders. While asset age is not the only barometer for determining overall asset health, the intent is to provide data that can provide earlier indications of future needed asset condition work​.
Legend for Line Information
UG Line Type
Pipe-Type
Solid Dielectric
OH Primary Structure Type
| SCMP | Single-Circuit Monopole
| SCHF | Single-Circuit H-Frame
| SCLA | Single-Circuit Lattice
| DCMP | Double-Circuit Monopole
| DCHF | Double-Circuit H-Frame
| DCLA, DCLP | Double-Circuit Lattice
Contacts
Overall Database Questions
| Robin Lafayette | Lafayette, Robin T <robin.lafayette@eversource.com>
Company Specific Data Questions
Avangrid | Dan Littlefield | Littlefield, Daniel <Daniel.Littlefield@cmpco.com>
Eversource | Robin Lafayette | Lafayette, Robin T <robin.lafayette@eversource.com>
National Grid | Rafael Panos | Rafael Panos <Rafael.Panos@nationalgrid.com>
Rhose Island Energy | Mark Safi | Safi, Mark S <MSSafi@pplweb.com>
VELCO | Frank Ettori | Frank Ettori <FETTORI@velco.com>
Versant | Greg Larrabee | LARRABEE, GREGORY <gregory.larrabee@versantpower.com>

## Transmission Lines
Primary Equipment Owner | Line Number | kV | Station1 | Station2 | State | Circuit Length (mi) | In-Service Year of Oldest Component | Age (2024) | Primary Conductor Type | OH or UG? | UG Line Type | OH Primary Structure Type | OH Number of Structures | OH Primary Structure Material | OH % Original Structures Remaining | Year of Last Groundline (OH) / Vault (UG) Inspection | Year of Next Planned Groundline (OH) / Vault (UG) Inspection
CL&P (Eversource) | 310 | 345 | MANCHESTER (NU) | MILLSTONE | CT | 46.94 | 1966 | 58 | 2-1272 ACSR | OH | N/A | SCHF | 410 | Steel |  | 2018 | 2025/2026
CL&P (Eversource) | 321 | 345 | LONG MOUNTAIN | PLUMTREE 30G | CT | 17.84 | 1976 | 48 | 2-954 ACSR | OH | N/A | SCHF | 64 | Steel |  | 2021 | 2035
CL&P (Eversource) | 329 | 345 | SOUTHINGTON | FROST BRIDGE 8R | CT | 12.72 | 1965 | 59 | 2-156 ACSR | OH | N/A | SCHF | 106 | Steel |  | 2019 | 2033
CL&P (Eversource) | 330 | 345 | CARD | LAKE RD | CT | 29.22 | 1972 | 52 | 2-954 ACSR | OH | N/A | SCHF | 264 | Steel |  | 2018 | 2030/2031
CL&P (Eversource) | 341 | 345 | LAKE RD | CT/RI BORDER | CT | 7.49 | 2014 | 10 | 2-954 ACSR | OH | N/A | SCHF | 71 | Steel |  | 2018 | 2030
CL&P (Eversource) | 348 | 345 | MILLSTONE | HADDAM | CT | 26.27 | 1970 | 54 | 2-954 ACSR | OH | N/A | SCHF | 235 | Steel |  | 2017/2018 | 2024/2025
CL&P (Eversource) | 352 | 345 | FROST BRIDGE 8R | LONG MOUNTAIN | CT | 20.71 | 1965 | 59 | 2156 ACSR | OH | N/A | SCHF | 160 | Steel |  | 2019 | 2033/2035
CL&P (Eversource) | 362 | 345 | HADDAM NECK | BESECK | CT | 18.24 | 1967 | 57 | 2-954 ACSR | OH | N/A | SCHF | 139 | Steel |  | 2017 | 2024/2027
CL&P (Eversource) | 364 | 345 | MONTVILLE | HADDAM NECK | CT | 22.64 | 1970 | 54 | 2-954 ACSR | OH | N/A | SCHF | 199 | Steel |  | 2018 | 2024/2025
CL&P (Eversource) | 368 | 345 | MANCHESTER (NU) | CARD | CT | 19.91 | 1966 | 58 | 2156 ACSR | OH | N/A | SCHF | 168 | Steel |  | 2018 | 2025/2026
CL&P (Eversource) | 371 | 345 | MILLSTONE | MONTVILLE | CT | 12.18 | 1970 | 54 | 2-954 ACSR | OH | N/A | SCHF | 111 | Steel |  | 2018 | 2025
CL&P (Eversource) | 376 | 345 | HADDAM NECK | SCOVILL ROCK | CT | 5.21 | 1966 | 58 | 2-954 ACSR | OH | N/A | SCLA | 33 | Steel |  | 2017 | 2024
CL&P (Eversource) | 383 | 345 | CARD | MILLSTONE | CT | 28.73 | 1970 | 54 | 2-954 ACSR | OH | N/A | SCHF | 277 | Steel |  | 2017/2018 | 2025
CL&P (Eversource) | 667 | 69 | FALLS VILLAGE-SALISBURY | FALLS VILLAGE-SALISBURY | CT | 12.2 | 1926 | 98 | 556 ACSS | OH | N/A | SCMP | 106 | Steel |  | 2021 | 2037
CL&P (Eversource) | 689 | 69 | FALLS VILLAGE-TORRINGTON TERMINAL | FALLS VILLAGE-TORRINGTON TERMINAL | CT | 39.82 | 1976 | 48 | 336(L) ACSR | OH | N/A | DCMP | 366 | Steel |  | 2021 | 2037
CL&P (Eversource) | 690 | 69 | SALISBURY-SMITHFIELD | SALISBURY-SMITHFIELD | CT | 91.14 | 1926 | 98 | 556 (D) ACSS | OH | N/A | SCMP | 13 | Steel |  | 2021 | 2037
CL&P (Eversource) | 1037 | 115 | ROOD AVE | BLOOMFIELD | CT | 4.24 | 1953 | 71 | 1273 54/19 ACSS | OH | N/A | DCMP | 19 | Steel |  | 2021 | 2032
CL&P (Eversource) | 1042 | 115 | NORTH BLOOMFIELD | N.E. SIMSBURY | CT | 2.42 | 1982 | 42 | 1591 ACSS FALCON | OH | N/A | SCHF | 25 | Steel |  | 2020 | 2028
CL&P (Eversource) | 1043 | 115 | SANDY HOOK JCT | NEWTOWN | CT | 3.76 | 1991 | 33 | 1272 ACSR | OH | N/A | SCHF | 39 | Wood |  | 2019 | 2034
CL&P (Eversource) | 1050 | 115 | DOOLEY | MIDDLETOWN | CT | 6.48 | 1953 | 71 | 556(D) ACSR | OH | N/A | SCHF | 70 | Steel |  | 2020 | 2024/2027
CL&P (Eversource) | 1132 | 115 | KILLINGLY | CANTERBURY | CT | 11.38 | 1970 | 54 | 1272 ACSR | OH | N/A | SCHF | 54 | Steel |  | 2018 | 2030
CL&P (Eversource) | 1142 | 115 | SOUTH NAUGATUCK | TOWANTIC | CT | 7.13 | 1962 | 62 | 556(P) ACSR | OH | N/A | DCLA | 43 | Steel |  | 2019 | 2034
CL&P (Eversource) | 1146 | 115 | SHERWOOD | SONO | CT | 6.51 | 1970 | 54 | 1272 ACSR | OH | N/A | SCMP | 120 | Wood |  | 2021 | 2036
CL&P (Eversource) | 1151 | 115 | GLENBROOK | SOUTH END | CT | 1.42 | 2014 | 10 | 3500 KCMIL CU | UG | Solid Dielectric | N/A | N/A | N/A | N/A | 2022 | 2026
CL&P (Eversource) | 1191 | 115 | CAMPVILLE | FROST BRIDGE 8R | CT | 10.27 | 2021 | 3 | 1272 54/19 ACSS | OH | N/A | SCHF | 100 | Wood |  | 2021 | 2033
CL&P (Eversource) | 1207 | 115 | EAST HARTFORD | MANCHESTER (NU) | CT | 3.15 | 1950 | 74 | 1272 ACSR | OH | N/A | DCMP | 1 | Wood |  | 2021 | 2026
CL&P (Eversource) | 1232 | 115 | STEVENSON | SANDY HOOK | CT | 2.82 | 1960 | 64 | 1272 ACSR | OH | N/A | SCHF | 32 | Wood |  | 2019 | 2034
CL&P (Eversource) | 1238 | 115 | FROST BRIDGE 8R | CARMEL HILL 11S | CT | 9.9 | 1967 | 57 | 1272 ACSR | OH | N/A | SCMP | 86 | Steel |  | 2019 | 2033
CL&P (Eversource) | 1256 | 115 | NE SIMSBURY | CANTON 1784 (NU) | CT | 9.94 | 1982 | 42 | 795 ACSR | OH | N/A | SCHF | 99 | Steel |  | 2020 | 2028
CL&P (Eversource) | 1261 | 115 | HADDAM CT | BOKUM | CT | 11.91 | 1970 | 54 | 795 ACSR | OH | N/A | SCHF | 90 | Steel |  | 2019 | 2024
CL&P (Eversource) | 1268 | 115 | PLUMTREE 30G 115KV | STONY HILL 115KV | CT | 4.26 | 1955 | 69 | 2-1272 ACSR | OH | N/A | DCMP | 33 | Steel |  | 2020 | 2035
CL&P (Eversource) | 1272 | 115 | SHAWS HILL | BUNKER HILL 1272 | CT | 2.23 | 1976 | 48 | 1590 ACSR | OH | N/A | DCLA |  | Steel |  | 2019 | 2034
CL&P (Eversource) | 1310 | 115 | MANCHESTER (NU) | SOUTH WINDSOR | CT | 6.75 | 1961 | 63 | 556(P) ACSR | OH | N/A | SCHF | 75 | Steel |  | 2018 | 2026
CL&P (Eversource) | 1319 | 115 | OXFORD 26N | BEACON FALLS | CT | 4.42 | 1954 | 70 | 795(D) ACSS | OH | N/A | DCLA | 28 | Steel |  | 2020 | 2034
CL&P (Eversource) | 1342 | 115 | BOKUM | GREEN HILL | CT | 11.34 | 1977 | 47 | 795 ACSR | OH | N/A | SCMP | 122 | Steel |  | 2022 | 2027
CL&P (Eversource) | 1346 | 115 | NEWINGTON CT | SOUTH WEST HARTFORD | CT | 2.35/1.34 | 2020 | 4 | 1272 ACSS/5000 kcmil CU | OH/UG | N/A | SCMP | 48 | Wood |  | new vault | 2025/2028
CL&P (Eversource) | 1355 | 115 | SOUTHINGTON | COLONY (50E) | CT | 8.38 | 1929 | 95 | 556 (D) ACSS | OH | N/A | DCLA | 16 | Steel |  | 2018 | 2029
CL&P (Eversource) | 1389 | 115 | NORWALK CT | FLAX HILL | CT | 2.82 | 1960 | 64 | 795 ACSR | OH | N/A | DCLA |  | Wood |  | 2022 | 2036
CL&P (Eversource) | 1403 | 115 | OXFORD 26N | TOWANTIC | CT | 1.33 | 1964 | 60 | 795(D) ACSS | OH | N/A | DCLA | 3 | Steel |  | 2019 | 2034
CL&P (Eversource) | 1440 | 115 | GLENBROOK | WATERSIDE | CT | 2.59 | 1934 | 90 | 1272 ACSR | OH | N/A | DCLA | 39 | Steel |  | 2022 | 2036
CL&P (Eversource) | 1443 | 115 | MIDDLETOWN | PORTLAND | CT | 0.65 | 1957 | 67 | 795 ACSR | OH | N/A | DCLA | 4 | Steel |  | 2020 | 2024/2026
CL&P (Eversource) | 1445 | 115 | FROST BRIDGE 8R | SHAWS HILL | CT | 1.59 | 1976 | 48 | 1590 ACSR | OH | N/A | DCLA |  | Wood |  | 2019 | 2034
CL&P (Eversource) | 1448 | 115 | ROOD AVE | MANCHESTER (NU) | CT | 8.17 | 1964 | 60 | 1272 ACSR | OH | N/A | SCHF | 57 | Steel |  | 2020 | 2026/2032
CL&P (Eversource) | 1450 | 115 | GLENBROOK | SOUTH END | CT | 1.4 | 1938 | 86 | 1272 ACSR | OH | N/A | DCLA | 1 | Wood |  | 2022 | 2036
CL&P (Eversource) | 1465 | 115 | MYSTIC (NU) | SHUNOCK | CT | 7.94 | 1966 | 58 | 795 ACSR | OH | N/A | SCHF | 53 | Steel |  | 2018 | 2030
CL&P (Eversource) | 1466 | 115 | NORTH WALLINGFORD | EAST MERIDEN | CT | 1.82 | 1930 | 94 | 1590 ACSR | OH | N/A | DCMP | 9 | Steel |  | 2022 | 2027
CL&P (Eversource) | 1483 | 115 | DEVON BUS 1 115KV | 1483 - BORDER POOTATUCK-SHELTON (UI) / DEVON (NU) 115KV | CT | 5.52 | 1962 | 62 | 795 ACSR | OH | N/A | DCLA |  | Steel |  | 2019 | 2029/2034
CL&P (Eversource) | 1485 | 115 | STONY HILL 115KV | BATES ROCK 21K | CT | 11.42 | 1955 | 69 | 4/0 CPR | OH | N/A | DCLA | 95 | Steel |  | 2020 | 2035
CL&P (Eversource) | 1490 | 115 | CARD | STOCKHOUSE ROAD | CT | 10.7 | 1952 | 72 | 556(P) ACSR | OH | N/A | DCHF | 1 | Steel |  | 2018 | 2031
CL&P (Eversource) | 1497 | 115 | DEVON BUS 2 | EAST DEVON | CT | 1.34 | 2008 | 16 | 4-954 ACSR | OH | N/A | SCMP | 12 | Steel |  | 2018 | 2029
CL&P (Eversource) | 1508 | 115 | GREEN HILL | STEPSTONE | CT | 5.58 | 2009 | 15 | 795 ACSR | OH | N/A | SCMP | 60 | Wood |  |  | 2027
CL&P (Eversource) | 1522 | 115 | GLENBROOK | NORWALK CT | CT | 25 | 2008 | 16 | 3500 KCMIL CPR | UG | Solid Dielectric | N/A | N/A | N/A | N/A | 2023 | 2027
CL&P (Eversource) | 1537 | 115 | BRANFORD RR 48R (NU OWNED) | BRANFORD 11J (NU OWNED) | CT | 2.73 | 1974 | 50 | 1272 ACSR | OH | N/A | SCMP | 22 | Steel |  | 2021 | 2027
CL&P (Eversource) | 1572 | 115 | MIDDLETOWN | PRATT + WHITNEY AIRCRAFT (CT) | CT | 1.52 | 2017 | 7 | 556(D) ACSR | OH | N/A | SCHF | 20 | Steel |  | 2020 | 2024
CL&P (Eversource) | 1578 | 115 | SHERWOOD | SASCO CREEK | CT | 0.71 | 1970 | 54 | 1272 ACSR | OH | N/A | SCMP | 11 | Steel |  |  | 2036
CL&P (Eversource) | 1580 | 115 | SOUTH NAUGATUCK | DEVON BUS 1 | CT | 23.8 | 1924 | 100 | 4/0 CPR | OH | N/A | DCLA | 164 | Steel |  | 2019 | 2029/2034
CL&P (Eversource) | 1588 | 115 | NORTH WALLINGFORD (36W) | COLONY (50E) | CT | 2.62 | 1984 | 40 | 1272 54/19 ACSS | OH | N/A | SCHF | 25 | Steel |  | 2020 | 2027
CL&P (Eversource) | 1598 | 115 | HADDAM CT | BOKUM | CT | 11.92 | 1970 | 54 | 795 ACSR | OH | N/A | SCHF | 7 | Steel |  | 2019 | 2024
CL&P (Eversource) | 1608 | 115 | GLENBROOK-NORWALK HARBOR | SONO | CT | 6.34/1.47 | 1938/2019 |  | 1272 ACSR/2500 kcmil CU | OH/UG | N/A | DCLA | 15 | Steel |  | 2022 | 2036
CL&P (Eversource) | 1618 | 115 | ROCKY RIVER 12Y | WEST BROOKFIELD 14H | CT | 9.33 | 1970 | 54 | 2-1272 ACSR | OH | N/A | DCMP | 73 | Wood |  | 2021 | 2035
CL&P (Eversource) | 1619 | 115 | STEVENSON | TOWANTIC | CT | 7.7 | 2014 | 10 | 1590 ACSS 54/19 | OH | N/A | SCMP | 65 | Wood |  | 2019 | 2034
CL&P (Eversource) | 1620 | 115 | HADDAM CT | MIDDLETOWN | CT | 13.74 | 1958 | 66 | 1272 ACSR | OH | N/A | DCMP | 69 | Steel |  | 2020 | 2024
CL&P (Eversource) | 1622 | 115 | SHEPAUG | BATES ROCK 21K | CT | 5.53 | 1979 | 45 | 795 ACSR | OH | N/A | SCHF | 49 | Steel |  | 2020 | 2035
CL&P (Eversource) | 1637 | 115 | NORWALK | WESTON | CT | 6.26 | 1943 | 81 | 556(D) ACSR | OH | N/A | DCLA | 57 | Steel |  | 2020 | 2036
CL&P (Eversource) | 1668 | 115 | FREIGHT | BUNKER HILL 1668 | CT | 2.08 | 1965 | 59 | 1272 ACSR | OH | N/A | SCMP | 24 | Wood |  | 2019 | 2034
CL&P (Eversource) | 1675 | 115 | TUNNEL | BEAN HILL | CT | 6.91 | 1964 | 60 | 1272 ACSR | OH | N/A | DCMP | 60 | Steel |  | 2018 | 2031
CL&P (Eversource) | 1682 | 115 | WILTON | NORWALK CT | CT | 2 | 2006 | 18 | 1590 ACSS | OH | N/A | DCLA | 23 | Steel |  | 2021 | 2036
CL&P (Eversource) | 1704 | 115 | SOUTH MEADOW | SOUTH WEST HARTFORD | CT | 3.8 | 1974 | 50 | 3000 MCM ALUM | UG | Pipe-Type | N/A | N/A | N/A | N/A | 2022 | 2026
CL&P (Eversource) | 1721 | 115 | FROST BRIDGE 8R | FREIGHT | CT | 5.93 | 1965 | 59 | 1590 ACSR | OH | N/A | DCLA | 37 | Wood |  | 2019 | 2034
CL&P (Eversource) | 1722 | 115 | NW HARTFORD | SW HARTFORD | CT | 2.7 | 1974 | 50 | 3000 MCM ALUM | UG | Pipe-Type | N/A | N/A | N/A | N/A | 2022 | 2026
CL&P (Eversource) | 1726 | 115 | NORTH BLOOMFIELD | FARMINGTON | CT | 11.64 | 1991 | 33 | 1272 ACSR | OH | N/A | SCHF | 123 | Steel |  | 2022 | 2028
CL&P (Eversource) | 1734 | 115 | GLENBROOK | NORWALK CT | CT | 9.1 | 2008 | 16 | 3500 XLPE | UG | Solid Dielectric | N/A | N/A | N/A | N/A | 2023 | 2027
CL&P (Eversource) | 1738 | 115 | STEPSTONE | BRANFORD | CT | 5.94 | 1982 | 42 | 795 ACSR | OH | N/A | SCMP | 63 | Steel |  | 2022 | 2027
CL&P (Eversource) | 1740 | 115 | WATERSIDE | COS COB | CT | 2.42 | 1934 | 90 | 1272 ACSR | OH | N/A | SCMP | 35 | Steel |  | 2022 | 2030
CL&P (Eversource) | 1752 | 115 | BERLIN CT | ROCKY HILL | CT | 3.36 | 1963 | 61 | 1272 ACSR | OH | N/A | SCMP | 30 | Steel |  | 2021 | 2032
CL&P (Eversource) | 1756 | 115 | BLOOMFIELD | NORTHWEST HARTFORD | CT | 3.6 | 1964 | 60 | 556(D) ACSR | OH | N/A | SCMP | 75 | Wood |  |  | 2032
CL&P (Eversource) | 1759 | 115 | PORTLAND | HOPEWELL | CT | 9.14 | 1957 | 67 | 556(D) ACSR | OH | N/A | SCHF | 103 | Wood |  | 2020 | 2026
CL&P (Eversource) | 1760 | 115 | PLUMTREE 30G | NEWTOWN | CT | 5.98 | 1992 | 32 | 1272 ACSR | OH | N/A | SCMP | 67 | Steel |  | 2019 | 2035
CL&P (Eversource) | 1763 | 115 | MANCHESTER (NU) | BARBOUR HILL | CT | 7.6 | 1961 | 63 | 795 26/7 ACSS | OH | N/A | SCHF | 7 | Steel |  | 2018 | 2026
CL&P (Eversource) | 1765 | 115 | BERLIN CT | WESTSIDE | CT | 7.85 | 1937 | 87 | 556(P) ACSR | OH | N/A | SCHF | 85 | Steel |  | 2018 | 2032
CL&P (Eversource) | 1766 | 115 | WESTSIDE | DOOLEY | CT | 9.11 | 1953 | 71 | 556(D) ACSR | OH | N/A | SCHF | 92 | Steel |  |  | 2027/2032
CL&P (Eversource) | 1767 | 115 | MANCHESTER (NU) | HOPEWELL | CT | 6.96 | 1957 | 67 | 1272 ACSS | OH | N/A | SCHF | 70 | Wood |  | 2018 | 2026
CL&P (Eversource) | 1769 | 115 | EAST NEW BRITAIN | BERLIN CT | CT | 3.59 | 1965 | 59 | 1272 ACSR | OH | N/A | SCMP | 35 | Steel |  | 2020 | 2028
CL&P (Eversource) | 1771 | 115 | BERLIN CT | SOUTHINGTON BUS 1 | CT | 10.16 | 1953 | 71 | 556(D) ACSR | OH | N/A | DCLA | 2 | Steel |  | 2017 | 2026/2029
CL&P (Eversource) | 1772 | 115 | HADDAM CT | PRATT + WHITNEY AIRCRAFT (CT) | CT | 12.42 | 1930 | 94 | 1272 ACSR | OH | N/A | SCHF | 95 | Steel |  | 2018 | 2024
CL&P (Eversource) | 1773 | 115 | SOUTH MEADOW | ROCKY HILL | CT | 7.65 | 1960 | 64 | 1272 ACSR | OH | N/A | SCMP | 70 | Steel |  | 2021 | 2032
CL&P (Eversource) | 1776 | 115 | DEVON BUS 1 | EAST DEVON | CT | 1.29 | 2001 | 23 | 4-954 ACSR | OH | N/A | SCMP | 13 | Steel |  | 2019 | 2026/2029
CL&P (Eversource) | 1777 | 115 | NORTH BLOOMFIELD | BLOOMFIELD | CT | 6.89 | 1976 | 48 | 1272 ACSR | OH | N/A | SCMP | 65 | Steel |  | 2021 | 2032
CL&P (Eversource) | 1785 | 115 | NEWINGTON CT | BERLIN CT | CT | 7 | 1953 | 71 | 556(D) ACSR | OH | N/A | SCHF | 83 | Steel |  | 2020 | 2028
CL&P (Eversource) | 1787 | 115 | MONTVILLE | GALES FERRY | CT |  |  |  | 1272 ACSS | [7 empty] | 2030/2031
CL&P (Eversource) | 1788 | 115 | FRANKLIN DRIVE | TORRINGTON | CT | 1.89 | 1958 | 66 | 556(D) ACSR | OH | N/A | DCLA | 18 | Steel |  | 2020 | 2037
CL&P (Eversource) | 1789 | 115 | BUNKER HILL | TOWANTIC | CT | 5.97 | 2017 | 7 | 1272 ACSS | OH | N/A | DCLA | 54 | Wood |  | 2019 | 2034
CL&P (Eversource) | 1800 | 115 | FORESTVILLE 1800 | SOUTHINGTON BUS 2 | CT | 6.17 | 1973 | 51 | 1272 ACSR | OH | N/A | SCMP | 60 | Steel |  | 2020 | 2033
CL&P (Eversource) | 1813 | 115 | CARMEL HILL 11S | ROCKY RIVER 12Y | CT | 11.07 | 1972 | 52 | 1272 ACSR | OH | N/A | SCMP | 94 | Steel |  | 2020 | 2035
CL&P (Eversource) | 1825 | 115 | BRISTOL | FORESTVILLE 1825 | CT | 4.99 | 1949 | 75 | 4/0 CPR | OH | N/A | SCMP | 40 | Steel |  | 2020 | 2033
CL&P (Eversource) | 1835 | 115 | THOMASTON | CHIPPEN HILL | CT | 6.87 | 1954 | 70 | 795 ACSR | OH | N/A | SCMP | 57 | Steel |  | 2020 | 2033
CL&P (Eversource) | 1854 | 115 | FROST BRIDGE | CAMPVILLE | CT | 10.23 | 2017 | 7 | 1595 54/19 ACSS | OH | N/A | SCMP | 98 | Wood |  | 2020 | 2029/2033
CL&P (Eversource) | 1873 | 115 | ROOD AVE | SOUTH MEADOW | CT | 7.47 | 1924 | 100 | 795 26/7 ACSS | OH | N/A | DCLA | 56 | Steel |  | 2021 | 2032
CL&P (Eversource) | 1900 | 115 | TORRINGTON | CAMPVILLE | CT | 5.95 | 1958 | 66 | 1272 ACSR | OH | N/A | SCMP | 60 | Steel |  | 2020 | 2033/2037
CL&P (Eversource) | 1910 | 115 | SOUTHINGTON 1910 REACTOR | TODD | CT | 5.98 | 1965 | 59 | 795 ACSR | OH | N/A | SCHF | 67 | Wood |  | 2020 | 2029
CL&P (Eversource) | 1921 | 115 | CAMPVILLE | THOMASTON | CT | 5.77 | 1971 | 53 | 1272 ACSR | OH | N/A | SCMP | 53 | Steel |  | 2020 | 2033
CL&P (Eversource) | 1950 | 115 | CANAL (NU) | SOUTHINGTON 1950 REACTOR | CT | 2.17 | 1965 | 59 | 795 ACSR | OH | N/A | SCHF | 3 | Wood |  | 2020 | 2029
CL&P (Eversource) | 1975 | 115 | EAST MERIDEN | HADDAM | CT | 16.2 | 1967 | 57 | 1590 ACSS | OH | N/A | SCMP | 77 | Steel |  | 2020 | 2024
CL&P (Eversource) | 3041 | 345 | SCOVILL ROCK | SOUTHINGTON | CT | 19.31 | 1965 | 59 | 2-1272 ACSR | OH | N/A | SCHF | 161 | Steel |  | 2019/2020 | 2024/2027/2032
CL&P (Eversource) | 3252 | 345 | HADDAM | BESECK | CT | 15.4 | 2007 | 17 | 2-1590 ACSR | OH | N/A | SCHF | 128 | Steel |  | 2020 | 2024/2027
CL&P (Eversource) | 3271 | 345 | LAKE RD | CARD | CT | 25.27 | 2014 | 10 | 2-1590 ACSS | OH | N/A | SCHF | 222 | Steel |  | 2018 | 2030/2031
CL&P (Eversource) | 3348 | 345 | LAKE RD | KILLINGLY | CT | 0.56 | 2006 | 18 | 2-954 ACSR | OH | N/A | SCHF | 5 | Steel |  |  | 2030
CL&P (Eversource) | 3424 | 345 | MANCHESTER (NU) | KLEEN ENERGY | CT | 16.6 | 1964 | 60 | 2156 ACSR | OH | N/A | SCHF | 135 | Steel |  | 2020 | 2024/2026
CL&P (Eversource) | 3533 | 345 | SCOVILL ROCK | KLEEN ENERGY | CT | 3.79 | 1973 | 51 | 2-1590 ACSR | OH | N/A | SCHF | 36 | Steel |  | 2020 | 2024
CL&P (Eversource) | 3557 | 345 | BARBOUR HILL | MANCHESTER (NU) | CT | 7.56 | 1967 | 57 | 2156 ACSR | OH | N/A | SCHF | 70 | Steel |  | 2018 | 2026
CL&P (Eversource) | 3754 | 345 | BESECK | SOUTHINGTON | CT | 11.88 | 1969 | 55 | 2-954 ACSR | OH | N/A | SCHF | 106 | Steel |  | 2020 | 2027/2032
CL&P (Eversource) | 3827 | 345 | BESECK | EAST DEVON | CT | 33.08 | 2008 | 16 | 4-1590(L) ACSR | OH | N/A | SCMP | 292 | Steel |  | 2018 | 2027/2029
CL&P (Eversource) | 1000-1 | 115 | DUDLEY TAP | MONTVILLE | CT | 9.81 | 1952 | 72 | 556(P) ACSR | OH | N/A | DCHF | 100 | Wood |  | 2018 | 2031
CL&P (Eversource) | 1028-NU | 115 | DARIEN | 1028 BORDER DARIEN (NU) / FITCH (CTMEEC) | CT | 5 | 1962 | 62 | 1590 SSAC | OH | N/A | SCMP | 64 | Wood |  | 2022 | 2035
CL&P (Eversource) | 1029-1 | 115 | BALDWIN TAP | TOWANTIC | CT | 9.12 | 2014 | 10 | 1590 ACSS 54/19 | OH | N/A | DCMP | 6 | Steel |  | 2019 | 2034
CL&P (Eversource) | 1029-2 | 115 | BUNKER HILL | BALDWIN TAP | CT | 9.12 | 2014 | 10 | 1590 ACSS 54/19 | OH | N/A | DCMP | 6 | Steel |  | 2019 | 2034
CL&P (Eversource) | 1029-3 | 115 | BALDWIN | BALDWIN TAP | CT | 9.12 | 2014 | 10 | 1590 ACSS 54/19 | OH | N/A | DCMP | 6 | Steel |  | 2019 | 2034
CL&P (Eversource) | 1070-NU | 115 | 1070 BORDER FORT HILL (CMEEC) / (NU) | 1070 BORDER STOCKHOUSE (CMEEC) / (NU) | CT | 7.58 | 1963 | 61 | 556(P) ACSR | OH | N/A | SCHF | 79 | Wood |  |  | 2031
CL&P (Eversource) | 1080-1 | 115 | CARD | WAWECUS JCT | CT | 30.15 | 1952 | 72 | 1272 ACSR | OH | N/A | SCHF | 220 | Steel |  | 2018 | 2031
CL&P (Eversource) | 1080-2 | 115 | WAWECUS JCT | MONTVILLE | CT | 30.15 | 1952 | 72 | 1272 ACSR | OH | N/A | SCHF | 220 | Steel |  | 2018 | 2031
CL&P (Eversource) | 1080-3 | 115 | WAWECUS JCT | LISBON TAP | CT | 30.15 | 1952 | 72 | 1272 ACSR | OH | N/A | SCHF | 220 | Steel |  | 2018 | 2031
CL&P (Eversource) | 1080-4 | 115 | LISBON TAP | TUNNEL | CT | 30.15 | 1952 | 72 | 1272 ACSR | OH | N/A | SCHF | 220 | Steel |  | 2018 | 2031
CL&P (Eversource) | 1090-NU | 115 | 1090 BORDER MONTVILLE (NU) / FORT HILL (CMEEC) | MONTVILLE | CT | 3.54 | 1952 | 72 | 556(P) ACSR | OH | N/A | SCHF | 3 | Wood |  |  | 2031
CL&P (Eversource) | 1130-NU | 115 | COMPO | 1130 BORDER COMPO (NU)/PEQUONNOCK (UI) | CT | 3.52 | 1967 | 57 | 1590 SSAC | OH | N/A | SCMP | 59 | Steel |  |  | 2036
CL&P (Eversource) | 1163-1 | 115 | NOERA TAP 1163 | FROST BRIDGE 8R | CT | 7.19 | 1956 | 68 | 795 ACSR | OH | N/A | DCHF | 27 | Steel |  | 2020 | 2029
CL&P (Eversource) | 1163-2 | 115 | TODD | NOERA TAP 1163 | CT | 7.19 | 1956 | 68 | 795 ACSR | OH | N/A | DCHF | 25 | Steel |  | 2020 | 2029
CL&P (Eversource) | 1208-NU | 115 | SOUTHINGTON BUS 1 | 1208 BORDER SOUTHINGTON (NU) / WALLINGFORD (WALLINGFORD) | CT | 13.62 | 1946 | 78 | 1272 ACSR | OH | N/A | SCHF | 103 | Steel |  | 2018 | 2027/2029
CL&P (Eversource) | 1222-NU | 115 | 1222 BORDER HAWTHORNE (UI/NU BORDER) | 1222 BORDER OLD TOWN (UI/NU BORDER) | CT | 1.97 | 1953 | 71 | 556 ACSR | OH | N/A | DCLA | 19 | N/A |  | 2021 | 2036
CL&P (Eversource) | 1232-1 | 115 | SANDY HOOK JCT | STEVENSON | CT | 2.82 | 1960 | 64 | 1272 ACSR | OH | N/A | SCHF | 32 | Wood |  | 2019 | 2034
CL&P (Eversource) | 1243-NU | 115 | COMPO | 1243 BORDER COMPO (NU) / FITCH (CTMEEC) | CT | 2.57 | 1970 | 54 | 1590 ACSS | OH | N/A | SCMP | 45 | Steel |  | 2022 | 2036
CL&P (Eversource) | 1280-1 | 115 | MONTVILLE | WHIPPLE JCT | CT | 16.04 | 1966 | 58 | 795 ACSR | OH | N/A | SCHF | 139 | Steel |  | 2018 | 2030/2031
CL&P (Eversource) | 1280-2-NU | 115 | WHIPPLE JCT | 1280 BORDER WHIPPLE JCT (NU) / BUDDINGTON (CMEEC) | CT | 16.04 | 1966 | 58 | 795 ACSR | OH | N/A | SCHF | 139 | Steel |  | 2018 | 2030/2031
CL&P (Eversource) | 1280-3 | 115 | WHIPPLE JCT | MYSTIC (NU) | CT | 16.04 | 1966 | 58 | 795 ACSR | OH | N/A | SCHF | 139 | Steel |  | 2018 | 2030/2031
CL&P (Eversource) | 1316-1 | 115 | EXETER TAP | PLAINFIELD JCT | CT |  |  |  | 1272 ACSR | OH | N/A |  |  |  |  | 2018 | 2030
CL&P (Eversource) | 1316-2 | 115 | TUNNEL | PLAINFIELD JCT | CT |  |  |  | 1272 ACSR | OH | N/A |  |  |  |  | 2018 | 2030
CL&P (Eversource) | 1316-4 | 115 | CANTERBURY | EXETER TAP | CT |  |  |  | 1272 ACSR | OH | N/A |  |  |  |  | 2018 | 2030
CL&P (Eversource) | 1340-1 | 115 | BALDWIN TAP | TOWANTIC | CT | 3.12 | 2014 | 10 | 1590 ACSS 54/19 | OH | N/A | SCMP | 28 | Steel |  | 2019 | 2034
CL&P (Eversource) | 1340-2 | 115 | BALDWIN TAP | FROST BRIDGE | CT | 6.8 | 2013 | 11 | 1590 ACSS 54/19 | OH | N/A | SCMP | 62 | Steel |  | 2019 | 2034
CL&P (Eversource) | 1340-3 | 115 | BALDWIN TAP | BALDWIN | CT | 3.07 | 2014 | 10 | 1590 ACSS 54/19 | OH | N/A | SCMP | 26 | Steel |  | 2019 | 2034
CL&P (Eversource) | 1355-1-NU | 115 | LUCCHINI JCT | 1355 BORDER COLONY (WALLINGFORD) / LUCCHINI JCT (NU) | CT |  |  |  | 556 ACSS | OH | N/A |  | 29 |  |  | 2018 | 2029
CL&P (Eversource) | 1355-3 | 115 | LUCCHINI JCT | SOUTHINGTON BUS 1 | CT |  |  |  | 556 ACSS | OH | N/A |  | 35 |  |  | 2018 | 2029
CL&P (Eversource) | 1394-NU-A | 115 | SCITICO | 1394 CT/MA STATE LINE | CT | 5.75 | 1972 | 52 | 1272 ACSR | OH | N/A | DCMP | 67 | Steel |  | 2019 | 2026
CL&P (Eversource) | 1410-1TEMP | 115 | MONTVILLE | GALES FERRY | CT |  |  |  | 556 ACSR | OH | N/A |  |  |  |  | 2018 | 2030/2031
CL&P (Eversource) | 1410-2TEMP | 115 | GALES FERRY | BUDDINGTON | CT |  |  |  | 556 ACSR | OH | N/A |  |  |  |  | 2018 | 2030/2031
CL&P (Eversource) | 1410-NU | 115 | MONTVILLE | 1410 BORDER MONTVILLE (NU) / BUDDINGTON (CMEEC) | CT | 6.83 | 1954 | 70 | 556(P) ACSR | OH | N/A | DCHF | 87 | Wood |  | 2018 | 2030/2031
CL&P (Eversource) | 1430-NU | 115 | SASCO CREEK | 1430 BORDER SASCO CREEK (NU)/ASH CREEK (UI) | CT | 0.68 | 1970 | 54 | 1272 ACSR | OH | N/A | SCLA | 19 | Steel |  |  | 2036
CL&P (Eversource) | 1460-NU | 115 | 1460 BORDER NU BORDER / EAST SHORE (UI) | BRANFORD RR | CT | 0.31 | 1999 | 25 | 1272 ACSR | OH | N/A | SCHF | 5 |  |  |  | 2027
CL&P (Eversource) | 1466-NU | 115 | EAST MERIDEN | 1466 BORDER N. WALLINGFORD (WALLINGFORD) / E. MERIDEN (NU) | CT | 1.82 | 1930 | 94 | 1590 ACSR | OH | N/A | SCHF | 16 |  |  | 2020 | 2027
CL&P (Eversource) | 1470-1 | 115 | WILTON | PEACEABLE TAP (1470-RIDGEFIELD JCT) | CT | 5.11 | 1943 | 81 | 556(P) ACSR | OH | N/A | DCLA | 59 | Steel |  | 2020 | 2035
CL&P (Eversource) | 1470-3 | 115 | PEACEABLE TAP (1470-RIDGEFIELD JCT) | PEACEABLE | CT | 0.01 | 1975 | 49 | 336(L) ACSR | OH | N/A | DCMP | 1 |  |  | 2020 | 2035
CL&P (Eversource) | 1490-NU | 115 | CARD | 1490 BORDER STOCKHOUSE (CMEEC) / CARD (NU) | CT | 10.68 | 1952 | 72 | 556(P) ACSR | OH | N/A | DCHF | 106 | Wood |  | 2018 | 2031
CL&P (Eversource) | 1505-1 | 115 | BROOKLYN TAP | KILLINGLY | CT |  |  |  | 1272 ACSR | OH | N/A |  |  |  |  | 2018 | 2030
CL&P (Eversource) | 1505-2 | 115 | BROOKLYN TAP | PLAINFIELD JCT 1505 | CT |  |  |  | 1272 ACSR | OH | N/A |  |  |  |  | 2018 | 2030
CL&P (Eversource) | 1505-4 | 115 | TUNNEL | PLAINFIELD JCT 1505 | CT |  |  |  | 1272 ACSR | OH | N/A |  |  |  |  | 2018 | 2030
CL&P (Eversource) | 1537-NU-A | 115 | BRANFORD | 1537 BORDER TOTOKET JCT (NU/ UI BORDER)-BRANFORD SIDE | CT | 2.73 | 1974 | 50 | 1272 ACSR | OH | N/A | SCMP | 22 | Steel |  | 2021 | 2027
CL&P (Eversource) | 1537-NU-B | 115 | BRANFORD RR | 1537 BORDER BRANFORD RR TAP (NU/UI BORDER)-RR SIDE | CT | 2.73 | 1974 | 50 | 1272 ACSR | OH | N/A | SCMP | 22 | Steel |  | 2021 | 2027
CL&P (Eversource) | 1545-NU | 115 | DEVON BUS 1 | 1545 BORDER DEVON (NU) / TRAPFALLS (UI) | CT | 4.69 | 1962 | 62 | 795 ACSR | OH | N/A | DCLA | 40 | Steel |  |  | 2029/2034
CL&P (Eversource) | 1550-1 | 115 | NOERA TAP 1550 | FROST BRIDGE 8R | CT | 3.67 | 1962 | 62 | 795 ACSR | OH | N/A | DCLA | 27 | Steel |  |  | 2029
CL&P (Eversource) | 1550-3 | 115 | CANAL (NU) | NOERA TAP 1550 | CT | 6.17 | 1988 | 36 | 795 ACSR | OH | N/A | SCMP | 68 | Steel |  |  | 2029
CL&P (Eversource) | 1560-1 | 115 | 1560 BORDER DERBY_J / DERBY TAP 1 (NU/UI BORDER) | STEVENSON | CT | 5 | 1962 | 62 | 795 ACSR | OH | N/A | DCLA | 35 | Steel |  | 2020 | 2034
CL&P (Eversource) | 1560-2-NU | 115 | 1560 BORDER DERBY_J / DERBY TAP 1 (NU/UI BORDER) | 1560 BORDER DERBY JCT (NU) / TRAPFALLS (UI) | CT | 3.09 | 1962 | 62 | 795 ACSR | OH | N/A | DCLA | 25 | Steel |  | 2020 | 2034
CL&P (Eversource) | 1565-1 | 115 | RIDGEFIELD TAP (1565) | PLUMTREE 30G | CT | UKN/6.31 | UKN/2005 |  | UKN/3000 kcmil CU | OH/UG | N/A |  |  |  |  | 2021 | 2036
CL&P (Eversource) | 1565-2 | 115 | RIDGEFIELD TAP (1565) | PEACEABLE | CT |  |  |  | 1272 ACSR | OH | N/A |  |  |  |  | 2021 | 2036
CL&P (Eversource) | 1588-NU | 115 | 1588 BORDER COLONY (WALLINGFORD) / NU BORDER | 1588 BORDER N. WALLINGFORD (WALLINGFORD) / NU BORDER | CT | 2.62 | 1984 | 40 | 1272 54/19 ACSS | OH | N/A | SCHF | 26 | Wood |  | 2020 | 2027
CL&P (Eversource) | 1608-1 | 115 | GLENBROOK | ELY AVE | CT | 6.34 | 1938 | 86 | 1590 ACSR | OH | N/A | DCLA | 15 | Steel |  | 2023 | 2036
CL&P (Eversource) | 1608-2 | 115 | NORWALK HARBOR | ELY AVE | CT | 1.47 | 2019 | 5 | 2500 kcmil CU | OH/UG | N/A | DCLA | 15 | Steel |  | 2023 | 2036
CL&P (Eversource) | 1608-3 | 115 | SONO | ELY AVE | CT | 6.34 | 1938 | 86 | 1590 ACSR | OH | N/A | DCLA | 15 | Steel |  | 2023 | 2036
CL&P (Eversource) | 1610-1 | 115 | SOUTHINGTON BUS 1 | GLEN LAKE JCT | CT | 21.32 | 1962 | 62 | 556(P) ACSR | OH | N/A | SCHF | 106 | Steel |  | 2018 | 2029
CL&P (Eversource) | 1610-2-NU | 115 | GLEN LAKE JCT | 1610 BORDER GLEN LAKE JCT (NU) / MIX AVE (UI) | CT | 21.32 | 1962 | 62 | 556(P) ACSR | OH | N/A | SCHF | 106 | Steel |  | 2018 | 2029
CL&P (Eversource) | 1610-3-NU | 115 | GLEN LAKE JCT | 1610 BORDER PEASE RD JCT (NU/UI) | CT | 21.32 | 1962 | 62 | 556(P) ACSR | OH | N/A | SCHF | 106 | Steel |  | 2018 | 2029
CL&P (Eversource) | 1630-1-NU | 115 | 1630 BORDER (PENT RD JCT) WALREC JCT (NU) / WALLINGFORD (WALLINGFORD) | WALREC JCT 1 (BORDER PT OF TAP SECTION TO WALREC) | CT |  |  |  | 1272 ACSR | OH | N/A | [5 empty] | 2027
CL&P (Eversource) | 1630-3-NU | 115 | WALREC JCT 1 (BORDER PT OF TAP SECTION TO WALREC) | 1630 BORDER WALREC JCT (NU) / NORTH HAVEN (UI) | CT |  |  |  | 1272 ACSR | OH | N/A | [5 empty] | 2027
CL&P (Eversource) | 1635-1 | 115 | SOUTH WINDSOR | BARBOUR HILL | CT | 1.45 | 1961 | 63 | 795 ACSR | OH | N/A | DCHF | 49 | Steel |  | 2018 | 2026
CL&P (Eversource) | 1640-NU | 115 | DEVON BUS 2 | 1640 BORDER (PENT RD JCT) DEVON (NU) / WALLINGFORD (WALLINGFORD) | CT | 26.33 | 1959 | 65 | 1590 ACSR | OH | N/A | DCMP | 218 | Steel |  | 2019 | 2027/2029
CL&P (Eversource) | 1655-NU | 115 | BRANFORD | 1655 BORDER BRANFORD (NU) / NORTH HAVEN (UI) | CT | 11.45 | 1991 | 33 | 795 ACSR | OH | N/A | SCHF | 106 | Wood |  | 2022 | 2027
CL&P (Eversource) | 1670-1 | 115 | RESERVOIR RD JCT | SOUTHINGTON BUS 1 | CT | 5.18 | 1966 | 58 | 556 (D) ACSS | OH | N/A | DCLA | 38 | Steel |  | 2017 | 2028
CL&P (Eversource) | 1670-2 | 115 | BERLIN CT | RESERVOIR RD JCT | CT | 5.11 | 1953 | 71 | 556(D) ACSR | OH | N/A | DCLA | 48 | Steel |  | 2017 | 2028
CL&P (Eversource) | 1675-NU | 115 | TUNNEL | 1675 BORDER TUNNEL (NU) / BEAN HILL (CMEEC) | CT | 6.91 | 1964 | 60 | 1272 ACSR | OH | N/A | DCMP | 64 | Wood |  | 2018 | 2031
CL&P (Eversource) | 1685-NU | 115 | DEVON BUS 2 | 1685 BORDER PEASE RD JCT (NU/UI) | CT | 13.44 | 2007 | 17 | 1590 ACSR | OH | N/A | SCMP | 10 | Steel |  | 2018 | 2029
CL&P (Eversource) | 1710-2-NU | 115 | TRUMBULL JCT (NU/UI 1710 BORDER) | 1710 BORDER TRUMBULL JCT (NU) / OLD TOWN (UI) | CT | 3.11 | 1987 | 37 | 1590 ACSR | OH | N/A | SCMP | 27 | Steel |  | 2020 | 2029/2034
CL&P (Eversource) | 1710-3 | 115 | TRUMBULL JCT (NU/UI 1710 BORDER) | DEVON BUS 1 | CT | 3.97 | 2018 | 6 | 795 ACSS | OH | N/A | SCMP | 39 | Steel |  | 2020 | 2029/2034
CL&P (Eversource) | 1714-NU | 115 | WESTON | 1714 BORDER TRUMBULL JCT (NU/UI) | CT | 12.55 | 1953 | 71 | 556(D) ACSR | OH | N/A | DCLA | 97 | Steel |  | 2021 | 2036
CL&P (Eversource) | 1720-NU | 115 | NORWALK CT | 1720 BORDER NORWALK (NU) / HAWTHORNE (UI) | CT | 13.87 | 1953 | 71 | 556(D) ACSR | OH | N/A | DCLA | 116 | Steel |  | 2020 | 2036
CL&P (Eversource) | 1730-NU | 115 | 1730 BORDER TRUMBULL JCT (NU/UI) | DEVON BUS 1 | CT | 4.13 | 1963 | 61 | 795 ACSS | OH | N/A | DCMP | 44 | Steel |  |  | 2029/2034
CL&P (Eversource) | 1732-1 | 115 | CANTON 1732 (NU) | WEINGART RD JCT | CT | 16.37 | 1958 | 66 | 556(P) ACSR | OH | N/A | SCHF | 166 | Steel |  | 2020 | 2033
CL&P (Eversource) | 1732-2 | 115 | WEINGART RD JCT | CAMPVILLE | CT | 16.37 | 1958 | 66 | 556(P) ACSR | OH | N/A | SCHF | 166 | Steel |  |  | 2033
CL&P (Eversource) | 1732-3 | 115 | WEINGART RD JCT | FRANKLIN DRIVE | CT | 16.37 | 1958 | 66 | 556(P) ACSR | OH | N/A | SCHF | 166 | Steel |  |  | 2033
CL&P (Eversource) | 1750-1 | 115 | COS COB | TOMAC TAP | CT | 3.73 | 1934 | 90 | 1272 ACSR | OH | N/A | DCLA | 28 |  |  |  | 2036
CL&P (Eversource) | 1750-2 | 115 | SOUTH END | TOMAC TAP | CT | 3.73 | 1934 | 90 | 1272 ACSR | OH | N/A | DCLA | 28 | Steel |  |  | 2036
CL&P (Eversource) | 1751-1 | 115 | BLOOMFIELD TAP | ROOD AVE | CT | 12.94 | 1964 | 60 | 556(D) ACSR | OH | N/A | SCHF | 114 | Wood |  | 2021 | 2032
CL&P (Eversource) | 1751-2 | 115 | BLOOMFIELD TAP | NORTHWEST HARTFORD | CT | 12.94 | 1964 | 60 | 556(D) ACSR | OH | N/A | SCHF | 114 | Wood |  | 2021 | 2032
CL&P (Eversource) | 1751-3 | 115 | NORTH BLOOMFIELD | BLOOMFIELD TAP | CT | 12.94 | 1964 | 60 | 556(D) ACSR | OH | N/A | SCHF | 114 | Wood |  |  | 2032
CL&P (Eversource) | 1768-NU-B | 115 | 1768 (B) NU CT/MA STATE LINE | 1768 (A) NU CT/MA STATE LINE | CT | 11.4 | 1957 | 67 | 556(D) ACSR | OH | N/A | DCLA | 116 | Steel |  | 2019 | 2028
CL&P (Eversource) | 1775-1 | 115 | SOUTH MEADOW | RIVERSIDE TAP 1775 | CT | 0.2 | 1940 | 84 | 2-477 SSAC | OH | N/A | DCLA | 3 | Steel |  |  | 2026/2027
CL&P (Eversource) | 1775-2 | 115 | RIVERSIDE TAP 1775 | MANCHESTER (NU) | CT | 5.7 | 1960 | 64 | 1272 ACSR | OH | N/A | DCMP | 54 | Steel |  |  | 2026/2027
CL&P (Eversource) | 1780-NU | 115 | DEVON BUS 2 | 1780 BORDER DEVON (NU)/DEVON TIE (UI) | CT | 0.06 | 1965 | 59 | 1590 ACSR | OH | N/A | DCLA | 4 | Steel |  |  | 2029
CL&P (Eversource) | 1783-1 | 115 | FARMINGTON | NEWINGTON CT TAP | CT | 7.14 | 1956 | 68 | 336(L) ACSR | OH | N/A | SCHF | 42 | Steel |  | 2021 | 2028
CL&P (Eversource) | 1783-2 | 115 | NEWINGTON CT TAP | NEWINGTON CT | CT | 7.14 | 1956 | 68 | 336(L) ACSR | OH | N/A | SCHF | 1 | Steel |  | 2021 | 2028
CL&P (Eversource) | 1783-3 | 115 | NEWINGTON CT TAP | EAST NEW BRITAIN | CT | 7.14 | 1956 | 68 | 336(L) ACSR | OH | N/A | SCHF | 42 | Steel |  | 2021 | 2028
CL&P (Eversource) | 1786-1 | 115 | SOUTH MEADOW | RIVERSIDE TAP 1786 | CT | 0.31 | 1950 | 74 | 1272 ACSR | OH | N/A | DCLA | 4 | Steel |  |  | 2032
CL&P (Eversource) | 1786-2 | 115 | RIVERSIDE TAP 1786 | EAST HARTFORD | CT | 2.16 | 1950 | 74 | 1273 ACSR | OH | N/A | DCLA | 53 | Steel |  |  | 2032
CL&P (Eversource) | 1790-1 | 115 | DEVON BUS 2 | DEVON RAILROAD TAP | CT | 0.02 | 1965 | 59 | 1272 ACSS | OH | N/A | DCLA | 1 | Steel |  |  | 2029
CL&P (Eversource) | 1790-2-NU | 115 | 1790 BORDER DEVON RR TAP (NU) / DEVON TIE (UI) | DEVON RAILROAD TAP | CT | 0.05 | 1965 | 59 | 1273 ACSS | OH | N/A | DCLA | 1 | Steel |  |  | 2029
CL&P (Eversource) | 1808-1 | 115 | BEACON FALLS | 1570 BORDER DERBY_J / DERBY TAP 2 (NU/UI BORDER) | CT | 1.44 | 1962 | 62 | 795(D) ACSS | OH | N/A | DCLA |  | Steel |  | 2020 | 2034
CL&P (Eversource) | 1810-1 | 115 | SOUTHINGTON BUS 2 | LAKE AVE TAP | CT | 5.77 | 1967 | 57 | 795 ACSR | OH | N/A | SCHF | 52 | Steel |  | 2020 | 2033
CL&P (Eversource) | 1810-3 | 115 | CHIPPEN HILL | LAKE AVE TAP | CT | 4.32 | 1967 | 57 | 795 ACSR | OH | N/A | SCHF | 40 | Steel |  | 2020 | 2033
CL&P (Eversource) | 1810-4 | 115 | LAKE AVE TAP | BRISTOL | CT | 2.03 | 1967 | 57 | 795 ACSR | OH | N/A | SCHF | 26 | Steel |  | 2020 | 2033
CL&P (Eversource) | 1858-NU-B | 115 | 1858 (A) CT/MA STATE LINE | 1858 (B) CT/MA STATE LINE | CT |  |  |  | 1272 ACSR | OH | N/A |  | 36 |  |  | 2019
CL&P (Eversource) | 1858-NU-D | 115 | 1858 (C ) CT/MA STATE LINE | 1858 (D) CT/MA STATE LINE | CT |  |  |  | 1272 ACSR | OH | N/A |  | 7 |  |  | 2019
CL&P (Eversource) | 1867-1 | 115 | ROWAYTON JCT 1867 (FLAX HILL TAP) | NORWALK HARBOR | CT | 6.67 | 1962 | 62 | 1272 ACSR | OH | N/A | DCLA | 13 | Steel |  | 2022 | 2036
CL&P (Eversource) | 1867-2 | 115 | ROWAYTON JCT 1867 (FLAX HILL TAP) | FLAX HILL | CT | 6.67 | 1962 | 62 | 1272 ACSR | OH/UG | N/A | DCLA | 12 | Steel |  | 2022 | 2036
CL&P (Eversource) | 1867-3 | 115 | ROWAYTON JCT 1867 (FLAX HILL TAP) | GLENBROOK | CT | 6.67 | 1962 | 62 | 1272 ACSR | OH | N/A | DCLA | 69 | Steel |  | 2022 | 2036
CL&P (Eversource) | 1870S-1 | 115 | SHUNOCK | 1870S BORDER WOOD RIVER (NEP) / SHUNOCK (NU) | CT |  |  |  | 795 ACSR | OH | N/A |  |  |  |  | 2020 | 2030
CL&P (Eversource) | 1880-1 | 115 | ROWAYTON JCT 1880 | NORWALK HARBOR | CT | 9.64/1.47 | 1938/2016 |  | 1590 ACSR/2000 or 2500LLP kcmil CU | OH/UG | N/A | DCLA | 119 | Steel |  | new vault | 2024/2036
CL&P (Eversource) | 1880-2 | 115 | ROWAYTON JCT 1880 | GLENBROOK | CT | 9.64/1.47 | 1938/2016 |  | 1590 ACSR/2000 or 2500LLP kcmil CU | OH | N/A | DCLA | 119 | Steel |  |  | 2036
CL&P (Eversource) | 1880-3 | 115 | NORWALK CT | ROWAYTON JCT 1880 | CT | 9.64/1.47 | 1938/2016 |  | 1590 ACSR/2000 or 2500LLP kcmil CU | OH | N/A | DCLA | 119 | Steel |  |  | 2036
CL&P (Eversource) | 1887-1 | 115 | WEST BROOKFIELD 14H | BROOKFIELD JCT 1887 115KV | CT | 15.72 | 1955 | 69 | 2-1272 ACSR | OH | N/A | DCMP | 55 | Steel |  |  | 2035
CL&P (Eversource) | 1887-2 | 115 | SHEPAUG | BROOKFIELD JCT 1887 115KV | CT | 15.72 | 1955 | 69 | 2-1272 ACSR | OH | N/A | DCMP | 55 | Steel |  | 2020 | 2035
CL&P (Eversource) | 1887-3 | 115 | PLUMTREE 30G 115KV | BROOKFIELD JCT 1887 115KV | CT | 15.72 | 1955 | 69 | 2-1272 ACSR | OH | N/A | DCMP | 55 | Steel |  | 2020 | 2035
CL&P (Eversource) | 1911-1 | 115 | TUNNEL | LEDYARD JUNCTION | CT |  |  |  |  | OH | N/A | [5 empty] | 2030
CL&P (Eversource) | 1911-2 | 115 | LEDYARD JUNCTION | BUDDINGTON TAP | CT |  |  |  |  | OH | N/A | [5 empty] | 2030
CL&P (Eversource) | 1911-3 | 115 | GALES FERRY | LEDYARD JUNCTION | CT |  |  |  |  | OH | N/A | [5 empty] | 2030
CL&P (Eversource) | 1976-NU-A | 115 | SCITICO | 1976 CT/MA STATE LINE | CT |  |  |  | 1272 ACSR | OH | N/A |  | 67 |  |  | 2019 | 2026
CL&P (Eversource) | 1977-1 | 115 | DARIEN | GLENBROOK TAP | CT | 4.05 | 1970 | 54 | 1272 ACSR | OH | N/A | DCLA | 47 | Steel |  | 2022 | 2036
CL&P (Eversource) | 1977-2 | 115 | SOUTH END | GLENBROOK TAP | CT | 4.05 | 1970 | 54 | 1272 ACSR | OH | N/A | DCLA | 21 | Steel |  | 2022 | 2036
CL&P (Eversource) | 1977-3 | 115 | GLENBROOK | GLENBROOK TAP | CT | 4.05 | 1970 | 54 | 1272 ACSR | OH | N/A | DCLA | 1 | Steel |  | 2022 | 2036
CL&P (Eversource) | 3165-NU | 345 | EAST DEVON | 3165 BORDER EAST DEVON (NU) / SINGER (UI) | CT | 2.35 | 2008 | 16 | 3000 KCMIL CPR, XLPE | UG | Solid Dielectric | N/A | N/A | N/A | N/A
CL&P (Eversource) | 3216-NU-A | 345 | NORTH BLOOMFIELD | 3216 BORDER NU / UI BORDER 1 (N. BLOOM END) | CT | 9.89 | 2013 | 11 | 2-1590 ACSS | OH | N/A | SCMP | 105 | Steel |  |  | 2028/2032
CL&P (Eversource) | 3216-NU-B | 345 | 3216 BORDER NU / UI BORDER 2 (BORDER 1 + STATE LINE) | 3216 BORDER NU CT/MA STATE LINE | CT | 9.89 | 2013 | 11 | 2-1590 ACSS | OH | N/A | SCMP | 105 | Steel |  | 2018 | 2028/2032
CL&P (Eversource) | 3280-NU | 345 | NORWALK CT | 3280 BORDER NORWALK (NU) / SINGER (UI) | CT | 15.6 | 2008 | 16 | N/A | UG | Solid Dielectric | N/A | N/A | N/A | N/A
CL&P (Eversource) | 3403-1 | 345 | NORWALK JCT | NORWALK CT | CT | 3.71 | 2006 | 18 | 2-1590 ACSR | OH | N/A | SCMP | 35 |  |  | 2020 | 2035
CL&P (Eversource) | 3403-2 | 345 | HOYTS HILL | ARCHERS LANE | CT |  | 2006 | 18 | 2-1590 ACSR | OH | N/A |  |  | Steel |  | 2020 | 2035
CL&P (Eversource) | 3403A | 345 | PLUMTREE 30G | HOYTS HILL | CT | 2.3 | 2006 | 18 | 1750 kcmil CU | UG | N/A | N/A | N/A | N/A | N/A | 2020 | 2035
CL&P (Eversource) | 3403AB-2cable | 345 | PLUMTREE 30G | HOYTS HILL | CT | 2.3 | 2006 | 18 | 1750 kcmil CU | UG | N/A | N/A | N/A | N/A | N/A | 2020 | 2035
CL&P (Eversource) | 3403B | 345 | PLUMTREE 30G | HOYTS HILL | CT | 2.3 | 2006 | 18 | 1750 kcmil CU | UG | N/A | N/A | N/A | N/A | N/A | 2020 | 2035
CL&P (Eversource) | 3403C | 345 | ARCHERS LANE | NORWALK JCT | CT | 9.7 | 2006 | 18 | 2500 kcmil CU | UG | N/A | N/A | N/A | N/A | N/A | 2020 | 2035
CL&P (Eversource) | 3403CD-2cable | 345 | ARCHERS LANE | NORWALK JCT | CT | 9.7 | 2006 | 18 | 2500 kcmil CU | UG | N/A | N/A | N/A | N/A | N/A | 2020 | 2035
CL&P (Eversource) | 3403D | 345 | ARCHERS LANE | NORWALK JCT | CT | 9.7 | 2006 | 18 | 2500 kcmil CU | UG | N/A | N/A | N/A | N/A | N/A | 2020 | 2035
CL&P (Eversource) | 3419-NU-A | 345 | 3419 NU CT/MA STATE LINE | BARBOUR HILL | CT | 10.03 | 1967 | 57 | 2156 ACSR | OH | N/A | SCHF | 101 | Steel |  | 2019 | 2026
CL&P (Eversource) | 347-NU | 345 | KILLINGLY | 347 BORDER SHERMAN RD (NEP) / KILLINGLY (NU) | CT | 7.4 | 1972 | 52 | 2-954 ACSR | OH | N/A | SCHF | 67 | Steel |  | 2018 | 2030
CL&P (Eversource) | 3619-NU | 345 | EAST DEVON | 3619 BORDER EAST DEVON (NU) / SINGER (UI) | CT | 2.35 | 2009 | 15 | 3000 KCMIL CPR, XLPE | UG | Solid Dielectric | N/A | N/A | N/A | N/A
CL&P (Eversource) | 3642-NU-A | 345 | 3642 BORDER N. BLOOMFIELD (NU) / UI BORDER | NORTH BLOOMFIELD | CT |  | 1980 | 44 | 2-1590 ACSS | OH | N/A |  | 122 |  |  | 2020 | 2027
CL&P (Eversource) | 3642-NU-B | 345 | MANCHESTER (NU) | 3642 BORDER MANCHESTER (NU) / UI BORDER | CT |  | 1980 | 44 | 2-1590 ACSS | OH | N/A |  | 23 |  |  | 2020 | 2027
CL&P (Eversource) | 387-1-NU | 345 | SCOVILL ROCK | 387 BORDER TOTOKET JCT-SCOVILL ROCK (NU)/HALVARSSON E. SHORE TAP (UI) | CT |  | 1974 | 50 | 2-954 ACSR | OH | N/A |  | 231 |  |  | 2019 | 2024/2027
CL&P (Eversource) | 3921-NU | 345 | NORWALK CT | 3921 BORDER NORWALK (NU) / SINGER (UI) | CT | 15.6 | 2008 | 16 | 3000 KCMIL CPR, XLPE | OH/UG | Solid Dielectric | N/A | N/A | N/A |  | 2023 | 2027
CL&P (Eversource) | 398-NU | 345 | LONG MOUNTAIN | DOVER_NY | CT |  | 1965 | 59 | 2156 ACSS | OH | N/A | SCHF | 46 |  |  | 2021 | 2035
CL&P (Eversource) | 601-NU | 138 | NORWALK HARBOR | 601 BORDER NORWALK HBR (NU) / NORTHPORT (LILCO) | CT | 11 | 2008 | 16 | 3-1579 kcmil (800 mm2) Cpr XLPE | UW | Solid Dielectric | N/A | N/A | N/A | N/A
CL&P (Eversource) | 602-NU | 138 | NORWALK HARBOR | 602 BORDER NORWALK HBR (NU) / NORTHPORT (LILCO) | CT | 11 | 2008 | 16 | 3-1579 kcmil (800 mm2) Cpr XLPE | UW | Solid Dielectric | N/A | N/A | N/A | N/A
CL&P (Eversource) | 603-NU | 138 | NORWALK HARBOR | 603 BORDER NORWALK HBR (NU) / NORTHPORT (LILCO) | CT | 11 | 2008 | 16 | 3-1579 kcmil (800 mm2) Cpr XLPE | UW | Solid Dielectric | N/A | N/A | N/A | N/A
CL&P (Eversource)/UI (Avangrid) | 1655 | 115 | BRANFORD | NORTH HAVEN | CT | 11.45 | 1981 | 43 | 795 ACSR | OH | N/A | SCHF | 95 | Wood |  | 2022 | 2027
CMP (Avangrid) | 60 | 115 | BOWMAN STREET | COOPERS MILLS | ME | 13 | 2011 | 13 | 1113 45/7 ACSR | OH | N/A | SCMP | 172 | Natural Wood | 69 | 2017 | 2027
CMP (Avangrid) | 61 | 115 | LARRABEE ROAD | NORWAY | ME | 20.1 | 1990 | 34 | 795MCM 27/6ACSR | OH | N/A | SCMP | 284 | Natural Wood | 93 | 2023 | 2033
CMP (Avangrid) | 62 | 115 | CROWLEYS | SUROWIEC | ME | 9.3 | 1978 | 46 | 795 36/1 ACSR; 1113 45/7 | OH | N/A | SCHF | 125 | Natural Wood | 80 | 2020 | 2030
CMP (Avangrid) | 63 | 115 | WYMAN HYDRO | STARKS | ME | 20.72 | 1959 | 65 | 795 36/1 ACSR + 26/7 | OH | N/A | SCHF | 280 | Natural Wood | 77 | 2021 | 2031
CMP (Avangrid) | 64 | 115 | LARRABEE ROAD | SUROWIEC | ME | 16.1 | 1966 | 58 | 795 ACSR 36/1; 1113 45/7; 2156 | OH | N/A | SCHF | 223 | Natural Wood | 44 | 2019 | 2029
CMP (Avangrid) | 65 | 115 | BUCKSPORT | ORRINGTON | ME | 6.67 | 1969 | 55 | 1113 KCM 45/7 ACSR; 795 KCM 45/7 ACSR | OH | N/A | SCHF | 56 | Natural Wood | 41 | 2014 | 2024
CMP (Avangrid) | 66 | 115 | ATHENS | WYMAN HYDRO | ME | 15.25 | 1963 | 61 | 795 36/1, 26/7, 30/19 ACSR | OH | N/A | SCHF | 202 | Natural Wood | 83 | 2015 | 2025
CMP (Avangrid) | 67 | 115 | ALBION ROAD | DETROIT | ME | 19.25 | 1988 | 36 | 795 ACSR 26/7, 1113 45/7, 1272 61/0, 2156 | OH | N/A | SCHF | 175 | Natural Wood | 63 | 2016 | 2026
CMP (Avangrid) | 68 | 115 | COOPERS MILLS | MASON | ME | 23.91 | 1989 | 35 | 1113 45/7; 795 26/7 | OH | N/A | SCMP | 228 | Natural Wood | 68 | 2018 | 2028
CMP (Avangrid) | 69 | 115 | SUROWIEC | BATH | ME | 20.86 | 1982 | 42 | 795ACSR | OH | N/A | SCHF | 197 | Natural Wood | 95 | 2014 | 2024
CMP (Avangrid) | 75 | 115 | LEWISTON LOWER | HOTEL ROAD | ME | 7.85 | 1987 | 37 | 795 26/7 ACSR | OH | N/A | SCHF | 79 | Natural Wood | 87 | 2019 | 2029
CMP (Avangrid) | 80 | 115 | COOPERS MILLS | HIGHLAND | ME | 22.17 | 1951 | 73 | 1113 45/7; 266.8 6/7 | OH | N/A | SCHF | 255 | Natural Wood | 33 | 2020 | 2030
CMP (Avangrid) | 81 | 115 | MASON | SUROWIEC | ME | 28.51 | 1953 | 71 | 336.4 ACSR 26/7, 1113 45/7 | OH | N/A | SCHF | 313 | Natural Wood | 46 | 2015 | 2025
CMP (Avangrid) | 82 | 115 | DETROIT | ATHENS | ME | 18.29 | 1963 | 61 | 795 36/1, 26/7 ACSR | OH | N/A | SCHF | 243 | Natural Wood | 76 | 2015 | 2025
CMP (Avangrid) | 83 | 115 | HEYWOOD ROAD | WYMAN HYDRO | ME | 41.05 | 1954 | 70 | 477.0 ACSR 18/1 | OH | N/A | SCHF | 492 | Natural Wood | 65 | 2023 | 2033
CMP (Avangrid) | 84 | 115 | ALBION ROAD | WINSLOW | ME | 5.09 | 1948 | 76 | 477.0 ACSR 18/1; 2156; 1113 45/7 | OH | N/A | SCHF | 60 | Natural Wood | 13 | 2017 | 2027
CMP (Avangrid) | 86 | 115 | BELFAST | BUCKSPORT | ME | 15.67 | 1968 | 56 | 1113 45/7, 1272 61/0, 788 32/19 | OH | N/A | SCHF | 224 | Natural Wood | 29 | 2018 | 2028
CMP (Avangrid) | 87 | 115 | KIMBALL ROAD | NORWAY | ME | 6.58 | 1967 | 57 | 795.0 ACSR 36/1 | OH | N/A | SCHF | 91 | Natural Wood | 59 | 2017 | 2027
CMP (Avangrid) | 88 | 115 | AUGUSTA EAST SIDE | COOPERS MILLS | ME | 11.73 | 1970 | 54 | 795 36/1; 1113 45/7 | OH | N/A | SCHF | 158 | Natural Wood | 36 | 2014 | 2024
CMP (Avangrid) | 89 | 115 | LIVERMORE FALLS | RILEY | ME | 7.26 | 2014 | 10 | 795 36/1; 1133 45/7 | OH | N/A | SCMP | 103 | Natural Wood | 98 | 2019 | 2029
CMP (Avangrid) | 140 | 115 | MAGUIRE ROAD | QUAKER HILL | ME | 10.32 | 2000 | 24 | 1113 45/7 ACSR | OH | N/A | SCMP | 126 | Natural Wood | 90 | 2020 | 2030
CMP (Avangrid) | 160 | 115 | CAPE | PLEASANT HILL | ME | 4.03 | 1987 | 37 | 795 26/7 | OH | N/A | SCMP | 48 | Natural Wood | 60 | 2023 | 2033
CMP (Avangrid) | 161 | 115 | MOSHERS | SEWALL STREET | ME | 7.53 | 1987 | 37 | 795 ACSR 26/7 | OH | N/A | SCHF | 73 | Natural Wood | 81 | 2019 | 2029
CMP (Avangrid) | 162 | 115 | MOSHERS | SOUTH GORHAM | ME | 3.37 | 1991 | 33 | 1113 ACSR 45/7 | OH | N/A | SCMP | 33 | Natural Wood | 100 | 2020 | 2030
CMP (Avangrid) | 163 | 115 | LOUDEN | MAGUIRE ROAD | ME | 11.37 | 2008 | 16 | 1113 45/7 ACSR | OH | N/A | SCMP | 149 | Laminate Wood | 100 | 2017 | 2027
CMP (Avangrid) | 164 | 115 | W. F. WYMAN | SPRING STREET | ME | 23.34 | 1957 | 67 | 795.0 ACSR 36/1 | OH | N/A | SCHF | 339 | Natural Wood | 55 | 2016 | 2026
CMP (Avangrid) | 165 | 115 | MOSHERS | W. F. WYMAN | ME | 19.91 | 1975 | 49 | 795.0 ACSR 36/1; 795 26/7; 1113 45/7 | OH | N/A | SCHF | 277 | Natural Wood | 83 | 2022 | 2032
CMP (Avangrid) | 166 | 115 | SPRING STREET | SUROWIEC | ME | 24.05 | 1968 | 56 | 795 ACSR 36/1+26/7 + 1113 45/7 | OH | N/A | SCHF | 334 | Natural Wood | 29 | 2017 | 2027
CMP (Avangrid) | 167 | 115 | SUROWIEC | MOSHERS | ME | 20.88 | 1969 | 55 | 795 ACSR 36/1+26/7 | OH | N/A | SCHF | 283 | Natural Wood | 28 | 2018 | 2028
CMP (Avangrid) | 169 | 115 | SOUTH GORHAM | WESTBROOK | ME | 2.99 | 2000 | 24 | (2) 1113 45/7 ACSR | OH | N/A | DCMP | 42 | Natural Wood | 100 | 2014 | 2024
CMP (Avangrid) | 197 | 115 | QUAKER HILL | THREE RIVERS, NH | ME | 9.33 | 2009 | 15 | 1113 45/7 ACSR | OH | N/A | SCMP | 116 | Natural Wood | 100 | 2018 | 2028
CMP (Avangrid) | 200 | 115 | LIVERMORE FALLS | LARRABEE ROAD | ME | 24.06 | 1964 | 60 | 795 ACSR 36/1; 1113 45/7 | OH | N/A | SCHF | 321 | Natural Wood | 56 | 2021 | 2031
CMP (Avangrid) | 201 | 115 | CROWLEYS | LARRABEE ROAD | ME | 6.85 | 1988 | 36 | 795 ACSR 26/7; 1113 45/7; 2156 | OH | N/A | SCHF | 80 | Natural Wood | 84 | 2016 | 2026
CMP (Avangrid) | 202 | 115 | CROWLEYS | LEWISTON LOWER | ME | 3.47 | 1979 | 45 | 795 ACSR 26/7 | OH | N/A | SCHF | 27 | Natural Wood | 41 | 2019 | 2029
CMP (Avangrid) | 203 | 115 | BUCKSPORT | DETROIT | ME | 34.05 | 1967 | 57 | 795 ACSR 36/1 + 795 30/19 + 1113 45/7 | OH | N/A | SCMP | 420 | Natural Wood | 19 | 2019 | 2029
CMP (Avangrid) | 204 | 115 | MASON | NEWCASTLE | ME | 11.47 | 1967 | 57 | 1272 61/0 AAC & 795 26/7 ACSR | OH | N/A | SCHF | 160 | Natural Wood | 55 | 2016 | 2026
CMP (Avangrid) | 205 | 115 | ORRINGTON | BUCKSPORT | ME | 6.67 | 1967 | 57 | 1113 KCM 45/7 ACSR, 795 KCM TERN 45/7 ACSR | OH | N/A | SCHF | 57 | Natural Wood | 33 | 2015 | 2025
CMP (Avangrid) | 207 | 115 | MASON | BATH | ME | 17.45 | 1983 | 41 | 795 ACSR 26/7+36/1 | OH | N/A | SCHF | 163 | Natural Wood | 67 | 2021 | 2031
CMP (Avangrid) | 208 | 115 | SUROWIEC | RAYMOND | ME | 15.7 | 1967 | 57 | 795 ACSR 36/1 | OH | N/A | SCHF | 212 | Natural Wood | 81 | 2022 | 2032
CMP (Avangrid) | 209 | 115 | KIMBALL ROAD | RAYMOND | ME | 16.48 | 1973 | 51 | 795 ACSR 36/1 | OH | N/A | SCHF | 226 | Natural Wood | 83 | 2020 | 2030
CMP (Avangrid) | 210 | 115 | KIMBALL ROAD | WOODSTOCK | ME | 20.58 | 1977 | 47 | 795 ACSR 36/1 | OH | N/A | SCHF | 279 | Natural Wood | 84 | 2022 | 2032
CMP (Avangrid) | 211 | 115 | RUMFORD | WOODSTOCK | ME | 13.42 | 2008 | 16 | 1113 ACSR 45/7 | OH | N/A | SCHF | 137 | Natural Wood | 96 | 2015 | 2025
CMP (Avangrid) | 212 | 115 | LARRABEE ROAD | MONMOUTH | ME | 11.17 | 2015 | 9 | 1113 45/7 ACSR | OH | N/A | SCMP | 146 | Natural Wood | 100 | 2019 | 2029
CMP (Avangrid) | 213 | 115 | BOWMAN STREET | NORTH AUGUSTA | ME | 10.59 | 1974 | 50 | 795 ACSR | OH | N/A | SCMP | 118 | Natural Wood | 42 | 2020 | 2030
CMP (Avangrid) | 214 | 115 | KIMBALL ROAD | SACO VALLEY (PSNH) | ME | 22.61 | 1976 | 48 | 795 ACSR 36/1 | OH | N/A | SCHF | 317 | Natural Wood | 84 | 2022 | 2032
CMP (Avangrid) | 217 | 115 | KIMBALL ROAD | WOODSTOCK | ME | 20.62 | 2000 | 24 | 1113 45/7 ACSR | OH | N/A | SCHF | 221 | Natural Wood | 96 | 2021 | 2031
CMP (Avangrid) | 219 | 115 | LOUDEN | SOUTH GORHAM | ME | 9.26 | 2008 | 16 | 795 ACSS 26/7 | OH | N/A | SCMP | 110 | Laminate Wood | 100 | 2023 | 2033
CMP (Avangrid) | 220 | 115 | LOUDEN | SOUTH GORHAM | ME | 9.25 | 1984 | 40 | 795 ACSS 26/7 | OH | N/A | SCHF | 81 | Natural Wood | 88 | 2014 | 2024
CMP (Avangrid) | 221 | 115 | RUMFORD INDUSTRIAL PARK | WOODSTOCK | ME | 12.4 | 2000 | 24 | 1113 45/7 ACSR | OH | N/A | SCHF | 122 | Natural Wood | 93 | 2021 | 2031
CMP (Avangrid) | 223 | 115 | SOUTH GORHAM | WEST BUXTON | ME | 9.12 | 1991 | 33 | 1113 ACSR 45/7 | OH | N/A | DCLA | 195 | Steel | 100 | 2022 | 2032
CMP (Avangrid) | 224 | 115 | WATERBORO | WEST BUXTON | ME | 8.07 | 1992 | 32 | 1113 ACSR 45/7 | OH | N/A | SCHF | 69 | Natural Wood | 96 | 2022 | 2032
CMP (Avangrid) | 225 | 115 | SANFORD | WATERBORO | ME | 12.55 | 1991 | 33 | 1113 ACSR 45/7 | OH | N/A | DCHF | 112 | Natural Wood | 96 | 2022 | 2032
CMP (Avangrid) | 226 | 115 | HIGHLAND | NEWCASTLE | ME | 19.03 | 1967 | 57 | 1272 61 STR AL | OH | N/A | SCHF | 300 | Natural Wood | 84 | 2014 | 2024
CMP (Avangrid) | 228 | 115 | RUMFORD | RUMFORD INDUSTRIAL PARK | ME | 1.13 | 1959 | 65 | 795 36/1 ACSR | OH | N/A | SCHF | 16 | Natural Wood | 38 | 2021 | 2031
CMP (Avangrid) | 229 | 115 | LUDDEN LANE | RUMFORD INDUSTRIAL PARK | ME | 10.74 | 2015 | 9 | 1113 45/7 ACSR | OH | N/A | SCMP | 141 | Natural Wood | 100 | 2019 | 2029
CMP (Avangrid) | 231 | 115 | SOUTH GORHAM | WESTBROOK | ME | 2.98 | 2001 | 23 | (2)-1113 ACSR 45/7 | OH | N/A | DCMP | 42 | Natural Wood | 100 | 2022 | 2032
CMP (Avangrid) | 233 | 115 | SPRING STREET | WESTBROOK | ME | 0.93 | 2001 | 23 | (2)-1113 ACSR 45/7 | OH | N/A | DCMP | 14 | Natural Wood | 79 | 2022 | 2032
CMP (Avangrid) | 234 | 115 | WESTBROOK | PLEASANT HILL | ME | 6.33 | 1987 | 37 | 2-1113 45/7 & 795 26/7 & 1192.5 ACSR | OH | N/A | SCMP | 74 | Natural Wood | 76 | 2022 | 2032
CMP (Avangrid) | 237 | 115 | MAGUIRE ROAD | SANFORD | ME | 5.59 | 1975 | 49 | 795 36/1 ACSR; 795 26/7 ACSR; 1113 45/7 ACSR | OH | N/A | SCHF | 79 | Natural Wood | 59 | 2020 | 2030
CMP (Avangrid) | 238 | 115 | LOUDEN | MAGUIRE ROAD | ME | 11.38 | 1967 | 57 | 1113 45/7 & 795 36/1 | OH | N/A | SCHF | 164 | Natural Wood | 65 | 2020 | 2030
CMP (Avangrid) | 241 | 115 | COUNTY ROAD | HEYWOOD ROAD | ME | 9.48 | 1977 | 47 | 1192.5 45/7; 795 36/1 | OH | N/A | SCMP | 110 | Natural Wood | 21 | 2016 | 2026
CMP (Avangrid) | 242 | 115 | HEYWOOD ROAD | WINSLOW | ME | 1.11 | 2015 | 9 | 1192 45/7 | OH | N/A | SCMP | 16 | Natural Wood | 100 | 2023 | 2033
CMP (Avangrid) | 243 | 115 | RUMFORD | RUMFORD INDUSTRIAL PARK | ME | 1.21 | 2011 | 13 | 1113 45/7 ACSR | OH | N/A | SCMP | 15 | Natural Wood | 100 | 2021 | 2031
CMP (Avangrid) | 250 | 115 | MAGUIRE ROAD | THREE RIVERS (PSNH) | ME | 19.63 | 1968 | 56 | 795.0 ACSR & 1113 | OH | N/A | SCHF | 249 | Natural Wood | 34 | 2020 | 2030
CMP (Avangrid) | 251 | 115 | LARRABEE ROAD | LIVERMORE FALLS | ME | 24.12 | 2014 | 10 | 1113 45/7 ACSR | OH | N/A | SCMP | 304 | Natural Wood | 100 |  | 2024
CMP (Avangrid) | 254 | 115 | COOPERS MILLS BORDER (CMP/MEPCO) | COOPERS MILLS | ME | 46.64 | 1971 | 53 | 795 26/7 ACSR | OH | N/A | DCMP | 491 | Natural Wood | 2
CMP (Avangrid) | 255 | 115 | LARRABEE ROAD | MIDDLE STREET | ME | 5.85 | 1966 | 58 | 1113 45/7 ACSR | OH | N/A | DCLA | 85 | Natural Wood | 8 | 2019 | 2029
CMP (Avangrid) | 256 | 115 | MIDDLE STREET | LEWISTON LOWER | ME | 1.16 |  |  | 1113 ACSR | UG
CMP (Avangrid) | 257 | 115 | ALBION ROAD | COOPERS MILLS | ME | 21.11 | 1987 | 37 | 795 26/7; 1113 45/7 | OH | N/A | SCMP | 228 | Natural Wood | 43 | 2016 | 2026
CMP (Avangrid) | 258 | 115 | ALBION ROAD | COOPERS MILLS | ME | 21.07 | 1987 | 37 | 1113 45/7; 795 26/7 | OH | N/A | SCMP | 231 | Natural Wood | 31 | 2016 | 2026
CMP (Avangrid) | 259 | 115 | ALBION ROAD | HEYWOOD ROAD | ME | 3.93 | 1977 | 47 | 795 ACSR 36/1; 2156; 1113 45/7 | OH | N/A | SCHF | 52 | Natural Wood | 67 |  | 2023
CMP (Avangrid) | 264 | 115 | LAKEWOOD | WYMAN HYDRO | ME | 24.77 | 2012 | 12 | 1113 45/7 ACSR | OH | N/A | SCMP | 307 | Natural Wood | 84 |  | 2024
CMP (Avangrid) | 266 | 115 | BELFAST | HIGHLAND | ME | 24.25 | 1968 | 56 | 1272 61/0 | OH | N/A | SCHF | 390 | Natural Wood | 54 | 2018 | 2028
CMP (Avangrid) | 269 | 115 | BOWMAN STREET | MONMOUTH | ME | 11 | 2015 | 9 | 1113 45/7 ACSR | OH | N/A | SCMP | 144 | Natural Wood | 100 | 2022 | 2032
CMP (Avangrid) | 272 | 115 | AUGUSTA EAST SIDE | NORTH AUGUSTA | ME | 6.39 | 1980 | 44 | 795 ACSR | OH | N/A | SCMP | 65 | Natural Wood | 92 | 2020 | 2030
CMP (Avangrid) | 275 | 115 | CAPE | FORE RIVER | ME | 0.97 | 1975 | 49 | 2500 AL CABLE | UG
CMP (Avangrid) | 277 | 115 | FORE RIVER | SEWALL STREET | ME | 1.25 | 1975 | 49 | 2500 AL CABLE | UG
CMP (Avangrid) | 278 | 115 | STARKS | FARMINGTON | ME | 14.41 | 1961 | 63 | 795 36/1 ACSR | OH | N/A | SCHF | 184 | Natural Wood | 74 | 2021 | 2031
CMP (Avangrid) | 280 | 115 | LUDDEN LANE | RILEY | ME | 4.9 | 1965 | 59 | 795 26/7; 795 37/0 | OH | N/A | SCMP | 62 | Natural Wood | 2 | 2019 | 2029
CMP (Avangrid) | 281 | 115 | COUNTY ROAD | LAKEWOOD | ME | 27.63 | 1971 | 53 | 1192.5 45/7; 1113 45/7; 795 63/1 | OH | N/A | SCMP | 339 | Natural Wood | 12 | 2016 | 2026
CMP (Avangrid) | 289 | 115 | FARMINGTON | LIVERMORE FALLS | ME | 12.56 | 1964 | 60 | 795 36/1 ACSR, 795 26/7, 1113 45/7 ACSR | OH | N/A | SCHF | 163 | Natural Wood | 66 | 2021 | 2031
CMP (Avangrid) | 374 | 345 | BUXTON | SUROWIEC | ME | 26.5 | 1969 | 55 | 2 - 850MCM 45/7 ACSR | OH | N/A | SCHF | 237 | Natural Wood | 92 | 2023 | 2033
CMP (Avangrid) | 375 | 345 | MAINE YANKEE | SUROWIEC | ME | 29.7 | 1971 | 53 | 850 45/7 & 900 54/7 ACSR & 2 - 1590 54/19 | OH | N/A | SCHF | 252 | Natural Wood | 82 | 2015 | 2025
CMP (Avangrid) | 377 | 345 | MAINE YANKEE | SUROWIEC | ME | 29.73 | 1971 | 53 | 850 45/7 ACSR; 900 54/7 ACSR, 2 - 1590 54/19 | OH | N/A | SCHF | 236 | Natural Wood | 74 | 2018 | 2028
CMP (Avangrid) | 378 | 345 | MASON | MAINE YANKEE | ME | 3.46 | 1971 | 53 | 2-850 ACSR | OH | N/A | SCHF | 32 | Natural Wood | 81 | 2020 | 2030
CMP (Avangrid) | 385 | 345 | BUXTON | DEERFIELD | ME | 30.58 | 1971 | 53 | 2 - 850.8 45/7 ACSR | OH | N/A | SCHF | 274 | Natural Wood | 86 | 2014 | 2024
CMP (Avangrid) | 386 | 345 | BUXTON | SOUTH GORHAM | ME | 7.05 | 1978 | 46 | (2) - 954 54/7 ACSR + (2) - 1590 54/19 ACSR | OH | N/A | DCLA | 40 | Steel | 90 | 2017 | 2027
CMP (Avangrid) | 388 | 345 | COOPERS MILLS BORDER (CMP/MEPCO) | COOPERS MILLS | ME | 10.96 | 1970 | 54 | 2 - 1590 54/19 | OH | N/A |  | 100 | Natural Wood | 100 | 2016 | 2026
CMP (Avangrid) | 391 | 345 | BUXTON | SCOBIE (PSNH) | ME | 30.58 | 1970 | 54 | 2-850 45/7ACSR | OH | N/A | SCHF | 259 | Natural Wood | 91 | 2016 | 2026
CMP (Avangrid) | 3020 | 345 | RAVEN FARM | SUROWIEC | ME | 13.01 | 2013 | 11 | 2 - 1590 54/19 | OH | N/A |  | 132 | Natural Wood | 70 |  | 2023
CMP (Avangrid) | 3021 | 345 | MAGUIRE ROAD | SOUTH GORHAM | ME | 20.63 | 2014 | 10 | 2 - 1590 54/19 | OH | N/A |  | 205 | Natural Wood | 100 |  | 2024
CMP (Avangrid) | 3022 | 345 | MAGUIRE ROAD | ELIOT (PSNH) | ME | 19.64 | 2014 | 10 | 2 - 1590 54/19 | OH | N/A |  | 181 | Laminate Wood | 100 |  | 2024
CMP (Avangrid) | 3023 | 345 | ALBION ROAD BORDER (MEPCO/CMP) | ALBION ROAD | ME | 46.4 | 1971 | 53 | 850.8 45/7; 1590 54/19 | OH | N/A |  | 407 | Natural Wood | 46 | 2021 | 2031
CMP (Avangrid) | 3024 | 345 | ALBION ROAD | COOPERS MILLS | ME | 20.77 | 2015 | 9 | 2 - 1590 54/19 & 45/7 | OH | N/A |  | 195 | Laminate Wood | 100 |  | 2025
CMP (Avangrid) | 3025 | 345 | COOPERS MILLS | LARRABEE ROAD | ME | 35.33 | 2015 | 9 | 2 - 1590 54/19 | OH | N/A |  | 351 | Natural Wood | 100 |  | 2025
CMP (Avangrid) | 3026 | 345 | LARRABEE ROAD | SUROWIEC | ME | 16.12 | 2012 | 12 | 2 - 1590 54/19; 2156 | OH | N/A |  | 144 | Natural Wood | 60 | 2022 | 2032
CMP (Avangrid) | 3038 | 345 | BUXTON | SUROWIEC | ME | 26.55 | 1971 | 53 | 850 45/7; 2156; 2 - 1590 54/19 | OH | N/A | SCHF | 242 | Natural Wood | 84 | 2015 | 2025
CMP (Avangrid) | 3040 | 345 | RAVEN FARM | SOUTH GORHAM | ME | 17.49 | 1978 | 46 | 2 - 1590 54/19 | OH | N/A | SCHF | 163 | Natural Wood | 93 | 2017 | 2027
CMP (Avangrid) | 243A | 115 | 243A TAP | LIVERMORE FALLS | ME | 20.46 | 2014 | 10 | 1113 45/7 ACSR | OH | N/A | SCMP | 265 | Natural Wood | 100 |  | 2025
CMP (Avangrid) | 61A | 115 | 61A TAP | HOTEL ROAD | ME | 10.61 | 1976 | 48 | 795 ACSR 36/1 | OH | N/A | SCHF | 149 | Natural Wood | 76 | 2017 | 2027
CMP (Avangrid) | N133A | 115 | BOLT HILL | STR 16A TAP | ME | 0.07 | 1981 | 43 | 795 ACSR | OH | N/A |  |  | Natural Wood
CMP (Avangrid) | N133B | 115 | BOLT HILL | STR 14A TAP | ME | 0.03 | 1981 | 43 | 795 ACSR | OH | N/A | DCLA | 2 | Natural Wood | 100 | 2020 | 2030
MEPCO | 254 | 115 | COOPERS MILLS | ORRINGTON | ME | 2.35 | 1971 | 53 | 795 26/7 ACSR | OH | N/A | SCLA | 12 | Steel | 100 |  | 2025
MEPCO | 388 | 345 | ORRINGTON | COOPERS MILLS | ME | 38.31 | 2018 | 6 | 2 - 1590 54/19 | OH | N/A |  | 343 | Natural Wood | 100 | 2023 | 2033
MEPCO | 392 | 345 | COOPERS MILLS BORDER (CMP/MEPCO) | MAINE YANKEE | ME | 26.49 | 1971 | 53 | 1590 54/19; 850.8 45/7 | OH | N/A |  | 227 | Natural Wood | 80 | 2023 | 2033
MEPCO | 3023 | 345 | ORRINGTON SUBSTATION, BUS 3 & 4 | ALBION ROAD BORDER (MEPCO/CMP) | ME | 12.85 | 2019 | 5 | 850.8 45/7; 1590 54/19 | OH | N/A |  | 80 | Natural Wood | 100 | 2021 | 2031
New England Power | 301 | 345 | LUDLOW | CARPENTER HILL | MA | 23 |  |  | Cockscomb 900 | OH | N/A | SCHF | 253 | Wood |  | 2019 | 2029
New England Power | 302 | 345 | CARPENTER HILL | MILLBURY 3 | MA | 15.87 |  |  | COCKSCOMB AAC (2 Bundled) 900 | OH | N/A | SCHF | 194 | Wood |  | 2018 | 2028
New England Power | 303 | 345 | BERRY STREET | ANP BELLINGHAM | MA | 9.01 |  |  | 2-900 AL | OH | N/A | SCHF | 109 | Wood |  | 2018 | 2028
New England Power | 308 | 345 | WACHUSETT | MILLBURY 3 | MA | 12.66 |  |  | MARIGOLD AAC (2 Bundled) 1113 | OH | N/A | SCHF | 119 | Steel |  | 2021 | 2031
New England Power | 313 | 345 | WACHUSETT | MILLBURY 3 | MA | 12.66 |  |  | FINCH ACSR (2 Bundled) 1113 | OH | N/A | SCHF | 119 | Wood |  | 2020 | 2030
New England Power | 314 | 345 | SANDY POND | WACHUSETT | MA | 23.23 |  |  | FINCH ACSR (2 Bundled) 1113 | OH | N/A | SCHF | 203 | Steel |  | 2021 | 2040
New England Power | 315 | 345 | BRAYTON POINT | WEST FARNUM | MA | 30.27 |  |  | RAIL ACSR (2 Bundled) 954 | OH | N/A | SCHF | 411 | Wood |  | 2022 | 2032
New England Power | 323 | 345 | MILLBURY 3 | WEST MEDWAY | MA | 14.35 |  |  | COCKSCOMB AAC (2 Bundled) 900 | OH | N/A | SCHF | 167 | Wood |  | 2021 | 2031
New England Power | 326 | 345 | SCOBIE POND | SANDY POND | MA | 12.38 |  |  | COCKSCOMB AAC (2 Bundled) 900 | OH | N/A | SCHF | 127 | Wood |  | 2020 | 2030
New England Power | 327 | 345 | BRAYTON POINT | BERRY STREET | MA | 25.4 |  |  | COCKSCOMB AAC (2 Bundled) 900 | OH | N/A | SCHF | 302 | Wood |  | 2022 | 2032
New England Power | 331 | 345 | WEST WALPOLE | CARVER | MA | 23.5 |  |  | 2335 ACAR | OH | N/A | SCHF | 175 | Wood
New England Power | 335 | 345 | AUBURN STREET | HOLBROOK | MA | 0.06 |  |  | 2-1590 ACSR | OH | N/A | SCMP | 3 | Steel |  | 0 | 0
New England Power | 337 | 345 | SANDY POND | TEWKSBURY | MA | 15.9 |  |  | RAIL ACSR (2 Bundled) 954 | OH | N/A | SCHF | 150 | Wood |  | 2019 | 2029
New England Power | 338 | 345 | TEWKSBURY | WOBURN | MA | 6.7 |  |  | RAIL ACSR (2 Bundled) 954 | OH | N/A | SCHF | 64 | Wood |  | 2020 | 2030
New England Power | 339 | 345 | WAKEFIELD JUNCTION | TEWKSBURY | MA | 15.1 |  |  | FALCON ACSR (2 Bundled) 1590 | OH | N/A | SCHF | 137 | Wood |  | 2019 | 2029
New England Power | 343 | 345 | SANDY POND | WACHUSETT | MA | 23.09 |  |  | MARIGOLD AAC (2 Bundled) 1113 | OH | N/A | SCHF | 215 | Wood |  | 2020 | 2040
New England Power | 344 | 345 | WEST MEDWAY | BRIDGEWATER | MA | 18.95 |  |  | 7#9 ALUMOWELD 1703 | OH | N/A | DCLA | 115 | Lattice |  | 2019 | 2029
New England Power | 349 | 345 | WAKEFIELD JUNCTION | GOLDEN HILLS | MA | 2.47 |  |  | FALCON ACSR (2 Bundled) 1590 | OH | N/A | SCHF | 23 | Wood |  | 2019 | 2029
New England Power | 356 | 345 | BRIDGEWATER | CARVER | MA | 4.51 |  |  | 7#9 ALUMOWELD 1703 | OH | N/A | DCLA | 27 | Lattice |  | 2021 | 2031
New England Power | 357 | 345 | MILLBURY 3 | WEST MEDWAY | MA | 14.27 |  |  | FINCH ACSR (2 Bundled) 1113 | OH | N/A | SCHF | 142 | Steel |  | 2021 | 2031
New England Power | 394 | 345 | SEABROOK | WARD HILL | MA | 17.06 |  |  | BLUEBIRD ACSR (2 Bundled) 2156 | OH | N/A | SCHF | 160 | Wood |  | 2019 | 2029
New England Power | 397 | 345 | WARD HILL | TEWKSBURY | MA | 19.1 |  |  | FALCON ACSR (2 Bundled) 1590 | OH | N/A | SCHF | 141 | Steel |  | 2021 | 2041
New England Power | 3124 | 345 | TEWKSBURY 22A | SCOBIE POND | MA | 14.7 |  |  | 2-1590 ACSR | OH | N/A | SCHF | 151 | Steel |  | 0 | 0
New England Power | 3520 | 345 | WEST MEDWAY | ANP BELLINGHAM | MA | 2.44 |  |  | COCKSCOMB AAC (2 Bundled) 900 | OH | N/A | SCHF | 32 | Wood |  | 2019 | 2029
New England Power | A-1 | 69 | CHESTNUT HILL | OTTER RIVER | MA | 11.11 |  |  | 3/8" (7 STRAND) EXTRA HIGH STRENGTH STEEL 2/0 | OH | N/A | SCHF | 177 | Wood |  | 2021 | 2041
New England Power | A-127 | 115 | WEBSTER STREET TAP 1 | WEBSTER STREET TAP 1 | MA | 2.12 |  |  | 795 DRAKE ACSS | OH | N/A | SCHF | 24 | Wood |  | 0 | 0
New England Power | A-127 | 115 | MILLBURY 2 | ERVING | MA | 43.76 |  |  | 795 ACSS & ACSR | OH | N/A | DCLA | 418 | Lattice |  | 2020 | 2030
New England Power | A-179 | 115 | REVERE | LYNN | MA | 5 |  |  | CONDOR ACSR 795 | OH | N/A | SCMP | 66 | Steel |  | 2019 | 2029
New England Power | A-1N | 69 | VERNON | CHESTNUT HILL | MA | 26.21 |  |  | 2/0 (7 STRAND) COPPER 2/0 | OH | N/A | DCMP | 379 | Lattice |  | 2022
New England Power | A-1S | 69 | OTTER RIVER | PRATTS JUNCTION | MA | 23 |  |  | 2/0 (7 STRAND) COPPER (4 Bundled) Feb-00 | OH | N/A | DCMP | 339 | Lattice |  | 2021
New England Power | A94 | 115 | PARKVIEW | AUBURN STREET | MA | 8.7 |  |  | 795 ACSR | OH | N/A | SCHF | 106 | Wood |  | 2019 | 2029
New England Power | B-154N | 115 | WARD HILL | SOUTH DANVERS | MA | 21.76 |  |  | FALCON ACSR 1590 | OH | N/A | SCHF | 282 | Wood |  | 2019 | 2029
New England Power | B-154S | 115 | SOUTH DANVERS | SALEM HARBOR | MA | 4.93 |  |  | FALCON ACSR 1590 | OH | N/A | SCHF | 56 | Wood |  | 2021
New England Power | B-180 | 115 | VERNON HILL | BLOOMINGDALE UG | MA | 3.55 |  |  | 2000 CU | UG | Solid Dielectric |  |  |  |  | 0 | 0
New England Power | B-2N | 69 | VERNON | CRYSTAL LAKE | MA | 33.11 |  |  | 2/0 (7 STRAND) COPPER 2/0 | OH | N/A | DCMP | 479 | Lattice |  | 2020 | 2030
New England Power | B-2S | 69 | CRYSTAL LAKE | PRATTS JUNCTION | MA | 19.53 |  |  | 2/0 (7 STRAND) COPPER Feb-00 | OH | N/A | DCMP | 294 | Lattice |  | 2020 | 2030
New England Power | C-129 | 115 | BEAVER POND | UNION STREET | MA | 1.75 |  |  | FALCON ACSR 1590 | OH | N/A | SCHF | 26 | Wood |  | 2020 | 2030
New England Power | C-129N | 115 | MILLBURY 2 | BEAVER POND | MA | 19.71 |  |  | ARBUTUS AAC 795 | OH | N/A | SCLA | 250 | Lattice |  | 2018 | 2028
New England Power | C-129S | 115 | UNION STREET | SOUTH WRENTHAM | MA | 3.5 |  |  | ORCHID AAC (2 Bundled) 636 | OH | N/A | SCHF | 52 | Wood |  | 2020 | 2030
New England Power | C-155N | 115 | WARD HILL | SOUTH DANVERS | MA | 21.36 |  |  | OH FALCON ACSR 1590 | OH | N/A | SCHF | 281 | Wood |  | 2019 | 2029
New England Power | C-155S | 115 | SOUTH DANVERS | SALEM HARBOR | MA | 4.93 |  |  | FALCON ACSR 1590 | OH | N/A | SCHF | 55 | Wood |  | 2019 | 2029
New England Power | C-181 | 115 | CHARTLEY POND | BERRY STREET | MA | 7.71 |  |  | ORCHID AAC (2 Bundled) 636 | OH | N/A | SCHF | 103 | Wood |  | 2022 | 2032
New England Power | C-181N | 115 | SOUTH WRENTHAM | BERRY STREET | MA | 1.14 |  |  | ORCHID AAC (2 Bundled) 636 | OH | N/A | SCHF | 17 | Wood |  | 2022 | 2032
New England Power | C-181S | 115 | CHARTLEY POND | BRAYTON POINT | MA | 17.74 |  |  | ORCHID AAC (2 Bundled) 636 | OH | N/A | SCHF | 229 | Wood |  | 2022 | 2032
New England Power | C2 | 115 | AUBURN STREET | DUPONT | MA | 2.17 |  |  | SWIFT ACSR 636 | OH | N/A | SCHF | 23 | Wood |  | 2022 | 2032
New England Power | D-130 | 115 | MILLBURY 2 | WEST MEDWAY | MA | 14.35 |  |  | ARBUTUS AAC 795 | OH | N/A | SCLA | 177 | Lattice |  | 2021 | 2031
New England Power | D-156 | 115 | NORTHBORO ROAD | WEST FRAMINGHAM | MA | 5.5 |  |  | CONDOR ACSR 795 | OH | N/A | SCMP | 81 | Wood |  | 2021 | 2031
New England Power | D-182N | 115 | BERRY STREET | SOUTH WRENTHAM | MA | 1.09 |  |  | ORCHID AAC (2 Bundled) 636 | OH | N/A | SCHF | 15 | Wood |  | 2022 | 2032
New England Power | D-182S | 115 | BERRY STREET | BRAYTON POINT | MA | 25.89 |  |  | ORCHID AAC (2 Bundled) 636 | OH | N/A | SCHF | 335 | Wood |  | 2022 | 2032
New England Power | D21 | 115 | BELL ROCK | HIGH HILL | MA | 0.22 |  |  | 1590 ACSR | OH | N/A | SCHF | 43 | Wood |  | 2018 | 2028
New England Power | D-4 | 69 | VERNON | DEERFIELD 4 | MA | 16.48 |  |  | LINNET ACSR 336.4 | OH | N/A | SCMP | 241 | Wood |  | 2022
New England Power | E1 | 115 | EASTON | MIDDLEBORO ELECTRIC (MUNI) | MA | 0.04 |  |  | TERN ACSR 795 | OH | N/A | DCLA | 28 | Lattice |  | 2019 | 2029
New England Power | E-131 | 115 | HARRIMAN | ADAMS | MA | 14.91 |  |  | FINCH ACSR 1113 | OH | N/A | SCHF | 209 | Wood |  | 2022 | 2042
New England Power | E-157 | 115 | MILLBURY 2 | EAST MAIN ST | MA | 6.01 |  |  | CONDOR ACSR 795 | OH | N/A | SCHF | 88 | Wood |  | 2022 | 2042
New England Power | E-157E | 115 | EAST MAIN STREET | NORTHBORO ROAD | MA | 2.65 |  |  | CONDOR ACSR 795 | OH | N/A | SCMP | 40 | Wood |  | 2021
New England Power | E-157W | 115 | MILLBURY 2 | CENTECH | MA | 5.73 |  |  | CONDOR ACSR 795 | OH | N/A | SCHF | 82 | Wood |  | 2022 | 2042
New England Power | E-183E | 115 | BRAYTON POINT | GRAND ARMY | MA | 1.58 |  |  | 2-1113 AL | OH | N/A | DCHF | 23 | Wood |  | 2022 | 2032
New England Power | E-183N | 115 | GRAND ARMY | WAMPANOAG | MA | 9.76 |  |  | MARIGOLD AAC (2 Bundled) 1113 | OH | N/A | DCHF | 185 | Wood |  | 0 | 0
New England Power | E20 | 115 | AUBURN STREET | BRIDGEWATER | MA | 8.62 |  |  | 628.7 ACSR | OH | N/A | SCHF | 84 | Wood |  | 2022 | 2032
New England Power | E-205E | 230 | BEAR SWAMP | PRATTS JUNCTION | MA | 73.86 |  |  | ARBUTUS AAC 795 | OH | N/A | SCHF | 886 | Wood |  | 2022 | 2041
New England Power | E-205W | 230 | EASTOVER | BEAR SWAMP | MA | 27.16 |  |  | CONDOR ACSR 795 | OH | N/A | SCHF | 319 | Wood |  | 2022 | 2032
New England Power | E-5 | 69 | WARE 1 | MEADOW STREET | MA | 10.85 |  |  | HAWK ACSR 477 | OH | N/A | DCLA | 102 | Lattice |  | 2022 | 2032
New England Power | E-5D | 69 | DEERFIELD 4 | SHUTESBURY | MA | 21.71 |  |  | LINNET ACSR 336.4 | OH | N/A | DCLA | 234 | Lattice |  | 2022 | 2032
New England Power | E-5E | 69 | MEADOW STREET | MILLBURY 5 | MA | 14.73 |  |  | HAWK ACSR 477 | OH | N/A | DCLA | 149 | Lattice |  | 2022 | 2032
New England Power | E-5W | 69 | SHUTESBURY | WARE 1 | MA | 19.44 |  |  | LINNET ACSR 336.4 | OH | N/A | DCLA | 204 | Lattice |  | 2022 | 2032
New England Power | F-132 | 115 | ADAMS | DOREEN (WMECO) | MA | 12.5 |  |  | FINCH ACSR 1113 | OH | N/A | SCHF | 164 | Wood |  | 2022 | 2042
New England Power | F-158N | 115 | WAKEFIELD JUNCTION | MAPLEWOOD | MA | 7.19 |  |  | DRAKE ACSS 795 | OH | N/A | SCHF | 111 | Wood |  | 2019 | 2029
New England Power | F-158S | 115 | MAPLEWOOD | EVERETT | MA | 2.52 |  |  | 795 ACSR | OH | N/A | SCMP | 59 | Steel |  | 2019 | 2029
New England Power | F-184S | 115 | GRAND ARMY | BRAYTON POINT | MA | 1.67 |  |  | MARIGOLD AAC 1113 | OH | N/A | SCHF | 22 | Wood |  | 0 | 0
New England Power | F19 | 115 | AUBURN STREET | BRIDGEWATER | MA | 8.67 |  |  | 636 ACSR | OH | N/A | DCLA | 80 | Lattice |  | 2022 | 2032
New England Power | F-6 | 69 | WARE 1 | MEADOW STREET | MA | 10.83 |  |  | HAWK ACSR 477 | OH | N/A | DCLA | 102 | Lattice |  | 0 | 0
New England Power | F-6E | 69 | MILLBURY 5 | MEADOW STREET | MA | 14.73 |  |  | HAWK ACSR 477 | OH | N/A | DCLA | 149 | Lattice |  | 2022 | 2032
New England Power | F-6W | 69 | DEERFIELD 4 | WARE 1 | MA | 41.11 |  |  | LINNET ACSR 336.4 | OH | N/A | DCLA | 435 | Lattice |  | 2022 | 2032
New England Power | G-133 | 115 | GOLDEN ROCK | EAST METHUEN | MA | 2.64 |  |  | 1590 ACSR | OH | N/A | SCHF | 34 | Wood |  | 0 | 0
New England Power | G-133E | 115 | EAST METHUEN | WARD HILL | MA | 3.2 |  |  | 1590 ACSR | OH | N/A | SCHF | 33 | Wood |  | 2021 | 2041
New England Power | G-133W | 115 | EAST METHUEN | WEST METHUEN | MA | 1.29 |  |  | 1590 ACSR | OH | N/A | DCMP | 19 | Steel |  | 2021 | 2041
New England Power | G18 | 115 | DUPONT | BRIDGEWATER | MA | 7.62 |  |  | CARDINAL ACSR 954 | OH | N/A | DCLA | 67 | Lattice |  | 2022 | 2032
New England Power | I-135 | 115 | FITZWILLIAM | FLAGG POND | MA | 23.61 |  |  | DRAKE ACSR 795 | OH | N/A | DCLA | 156 | Lattice |  | 2021 | 2031
New England Power | I-135S | 115 | FLAGG POND | PRATTS JUNCTION | MA | 8.09 |  |  | DRAKE ACSS 795 | OH | N/A | DCLA | 56 | Lattice |  | 2018 | 2028
New England Power | J-10 | 69 | DEERFIELD 5 | ADAMS | MA | 8.37 |  |  | LINNET ACSR 336.4 | OH | N/A | SCLA | 94 | Lattice |  | 2022
New England Power | J-136S | 115 | FLAGG POND | PRATTS JUNCTION | MA | 11.1 |  |  | DRAKE ACSS 795 | OH | N/A | DCLA | 99 | Lattice |  | 2019 | 2029
New England Power | K-137 | 115 | AYER | SANDY POND | MA | 3.53 |  |  | FALCON ACSR 1590 | OH | N/A | DCMP | 41 | Steel |  | 2021 | 2041
New England Power | K-137E | 115 | TEWKSBURY 22 | SANDY POND | MA | 17.67 |  |  | FALCON ACSR 1590 | OH | N/A | SCLA | 177 | Lattice |  | 2021 | 2041
New England Power | K-137W | 115 | AYER | PRATTS JUNCTION | MA | 13.24 |  |  | FALCON ACSR 1590 | OH | N/A | DCMP | 127 | Steel |  | 2021 | 2031
New England Power | K15 | 115 | ROBINSON AVENUE | SWANSEA | MA | 16.22 |  |  | PELICAN ACSR 477 | OH | N/A | DCLA | 153 | Lattice |  | 2022 | 2032
New England Power | K-163 | 115 | KING STREET | WEST AMESBURY | MA | 7.12 |  |  | DRAKE ACSR 795 | OH | N/A | SCMP | 72 | Steel |  | 2021 | 2031
New England Power | L1 | 115 | EAST BRIDGEWATER | E20 LINE | MA | 1.9 |  |  | GROSBEAK ACSS 0 | OH | N/A | SCHF | 19 | Wood |  | 2020 | 2030
New England Power | L-138E | 115 | TEWKSBURY 22 | SANDY POND | MA | 15.87 |  |  | FALCON ACSR 1590 | OH | N/A | SCLA | 154 | Lattice |  | 2021 | 2031
New England Power | L-138W | 115 | SANDY POND | PRATTS JUNCTION | MA | 14.94 |  |  | FALCON ACSR 1590 | OH | N/A | DCMP | 135 | Steel |  | 2021 | 2031
New England Power | L14 | 115 | BELL ROCK | TIVERTON TAP | MA | 8.4 |  |  | 636 ACSR | OH | N/A | SCMP | 277 | Wood |  | 2022
New England Power | M1 | 115 | EAST BRIDGEWATER | MIDDLEBORO ELECTRIC | MA | 5 |  |  | SWIFT ACSR 636 | OH | N/A | SCMP | 77 | Wood |  | 2019 | 2029
New England Power | M13 | 115 | POTTERSVILLE | TIVERTON TAP | MA | 12.16 |  |  | 1590 ACSS | OH | N/A | SCHF | 310 | Wood |  | 2020 | 2030
New England Power | M-139 | 115 | TEWKSBURY | BURLINGTON TL/BILLERICA | MA | 9.11 |  |  | FALCON ACSR 1590 | OH | N/A | SCLA | 97 | Lattice |  | 2019 | 2029
New England Power | M-165 | 115 | VERNON HILL | MILLBURY 2 | MA | 0.53 |  |  | COSMOS AAC 477 | OH | N/A | SCHF | 75 | Wood |  | 2018 | 2028
New England Power | M-39 | 69 | FITCH ROAD | WACHUSETT | MA | 6.34 |  |  | CONDOR ACSR 795 | OH | N/A | SCMP | 91 | Lattice |  | 2019 | 2029
New England Power | MILLBURY TL1 | 115 | MILLBURY 2 | MILLBURY 5 | MA | 0.23 |  |  | FINCH ACSR 1113 | OH | N/A | SCHF | 3 | Wood |  | 0 | 0
New England Power | MILLBURY TL2 | 115 | MILLBURY 2 | MILLBURY 5 | MA | 0.22 |  |  | 4/0 (7 STRAND) COPPER 4/0 | OH | N/A | SCHF | 3 | Wood |  | 0 | 0
New England Power | MILLBURY TL3 | 115 | MILLBURY 2 | MILLBURY 5 | MA | 0.17 |  |  | PENQUIN ACSR 4/0 | OH | N/A | SCHF | 2 | Wood |  | 0 | 0
New England Power | N12 | 115 | POTTERSVILLE | BELL ROCK | MA | 3.75 |  |  | TERN ACSR 795 | OH | N/A | SCHF | 32 | Wood |  | 2019 | 2029
New England Power | N-140 | 115 | TEWKSBURY | BURLINGTON TL/BILLERICA | MA | 6.63 |  |  | FALCON ACSR 1590 | OH | N/A | SCLA | 61 | Lattice |  | 2019 | 2029
New England Power | N-214 | 230 | NORTH LITCHFIELD | TEWKSBURY | MA | 24.25 |  |  | CONDOR ACSR 795 | OH | N/A | SCLA | 188 | Lattice |  | 2021 | 2031
New England Power | N-40 | 69 | PRATTS JUNCTION | FITCH ROAD | MA | 4.26 |  |  | CONDOR ACSR 795 | OH | N/A | SCMP | 60 | Lattice |  | 2019 | 2029
New England Power | O-141 | 115 | GREENDALE | NASHUA STREET | MA | 2.52 |  |  | GROSBEAK ACSS 0 | OH | N/A | SCMP | 37 | Steel |  | 2020 | 2030
New England Power | O-141N | 115 | PRATTS JUNCTION | WACHUSETT | MA | 8.35 |  |  | CARDINAL ACSR 954 | OH | N/A | DCMP | 77 | Steel |  | 2020 | 2030
New England Power | O-141S | 115 | NASHUA STREET | MILLBURY 2 | MA | 15.36 |  |  | 636 ACSS | OH | N/A | DCMP | 160 | Steel |  | 2020 | 2030
New England Power | O-141W | 115 | WACHUSETT | GREENDALE | MA | 4.25 |  |  | GROSBEAK ACSS 0 | OH | N/A | SCMP | 54 | Steel |  | 2021 | 2031
New England Power | O-15N | 69 | WARE 1 | PALMER | MA | 10.33 |  |  | CONDOR ACSR 795 | OH | N/A | SCHF | 147 | Wood |  | 2018 | 2028
New England Power | O-167 | 115 | EVERETT | MYSTIC | MA | 1.53 |  |  | 795 ACSS | OH | N/A | SCMP | 28 | Steel |  | 2019 | 2029
New England Power | O-167 | 115 | EVERETT | MYSTIC UG | MA | 0.46 |  |  | 1250 CU, 2250 CU PTC | UG | Pipe-Type |  |  |  |  | 0 | 0
New England Power | O-215 | 230 | NORTH LITCHFIELD | TEWKSBURY 22 | MA | 21.34 |  |  | CONDOR ACSR 795 | OH | N/A | SCLA | 187 | Lattice |  | 2021 | 2031
New England Power | P-142 | 115 | WEST BOYLSTON | ROLFE AVENUE | MA | 5.75 |  |  | FALCON ACSR 1590 | OH | N/A | DCMP | 53 | Steel |  | 2021 | 2031
New England Power | P-142N | 115 | PRATTS JUNCTION | WACHUSETT | MA | 8.38 |  |  | CARDINAL ACSR 954 | OH | N/A | DCMP | 79 | Steel |  | 2021 | 2031
New England Power | P-142S | 115 | MILLBURY 2 | ROLFE AVENUE | MA | 0.07 |  |  | HAWK ACSR 477 | OH | N/A | DCMP | 100 | Steel |  | 2021 | 2031
New England Power | P-142W | 115 | WACHUSETT | WEST BOYLSTON | MA | 0.76 |  |  | FALCON ACSR 1590 | OH | N/A | DCMP | 10 | Steel |  | 2021 | 2031
New England Power | P-168 | 115 | REVERE | MYSTIC | MA | 3.39 |  |  | CONDOR ACSR 795 | OH | N/A | SCMP | 18 | Steel |  | 2019 | 2029
New England Power | Q10 | 115 | STAPLES | ROBINSON AVENUE | MA | 0.8 |  |  | RAGOUT AAAC 465.4 | OH | N/A | DCLA | 9 | Lattice |  | 2020 | 2030
New England Power | Q-117 | 115 | ADAMS | BENNINGTON (MA/VT STATE LINE) | MA | 7.47 |  |  | CONDOR ACSR 795 | OH | N/A | SCMP | 89 | Steel |  | 2022 | 2042
New England Power | Q-143 | 115 | WOONSOCKET | UXBRIDGE | MA | 4.96 |  |  | CONDOR ACSR 795 | OH | N/A | SCHF | 126 | Wood |  | 2021
New England Power | Q-143N | 115 | MILLBURY 2 | UXBRIDGE | MA | 13.57 |  |  | CONDOR ACSR 795 | OH | N/A | SCHF | 171 | Wood |  | 2021 | 2031
New England Power | Q-169 | 115 | WAKEFIELD JUNCTION | LYNN | MA | 10.02 |  |  | CONDOR ACSR 795 | OH | N/A | SCHF | 130 | Wood |  | 2020 | 2030
New England Power | R-144N | 115 | MILLBURY 2 | WOONSOCKET | MA | 0.41 |  |  | CONDOR ACSR 795 | OH | N/A | SCLA | 207 | Lattice |  | 0 | 0
New England Power | R170 | 115 | PALMER | WEST HAMPDEN | MA | 8.37 |  |  | CARDINAL ACSR 954 | OH | N/A | SCMP | 160 | Steel |  | 2021 | 2031
New England Power | S1 | 115 | BELMONT | BELMONT STREET TAP OFF F19 | MA | 4.42 |  |  | 795 ACSS | OH | N/A | SCHF | 58 | Wood |  | 2020 | 2030
New England Power | S-145 | 115 | TEWKSBURY 22 | WAKEFIELD JUNCTION | MA | 0.28 |  |  | GROSBEAK ACSS 0 | OH | N/A | SCLA | 150 | Lattice |  | 2019 | 2029
New England Power | S-145E | 115 | WAKEFIELD JUNCTION | SALEM HARBOR | MA | 8.6 |  |  | FALCON ACSR 1590 | OH | N/A | SCHF | 123 | Wood |  | 2019 | 2029
New England Power | S-145E | 115 | SALEM HARBOR | CANAL STREET UG | MA | 1.63 |  |  | 5000 CU | UG | Solid Dielectric |  |  |  |  | 0 | 0
New England Power | S-197 | 115 | BEAR SWAMP UPPER | DEERFIELD 4 | MA | 14.05 |  |  | CONDOR ACSR 795 | OH | N/A | SCLA | 142 | Lattice |  | 2022 | 2042
New England Power | S8 | 115 | BRIDGEWATER | POTTERSVILLE | MA | 19.75 |  |  | 628.7 ACSR 628.7 | OH | N/A | SCHF | 187 | Wood |  | 2019 | 2029
New England Power | T-146 | 115 | TEWKSBURY 22 | WAKEFIELD JUNCTION | MA | 0.43 |  |  | GROSBEAK ACSS 0 | OH | N/A | SCLA | 147 | Lattice |  | 2019 | 2029
New England Power | T-146E | 115 | WAKEFIELD JUNCTION | SALEM HARBOR | MA | 8.55 |  |  | FALCON ACSR 1590 | OH | N/A | SCHF | 122 | Wood |  | 2019 | 2029
New England Power | T-146E | 115 | SALEM HARBOR | CANAL STREET UG | MA | 1.63 |  |  | 5000 CU | UG | Solid Dielectric |  |  |  |  | 0 | 0
New England Power | U2 | 115 | PARKVIEW | BELMONT | MA | 5.16 |  |  | SWIFT ACSR 636 | OH | N/A | SCMP | 81 | Wood |  | 2019 | 2029
New England Power | U6 | 115 | BRIDGEWATER | SOMERSET | MA | 19.93 |  |  | CONDOR ACSR 795 | OH | N/A | DCLA | 174 | Lattice |  | 2019 | 2029
New England Power | V-148S | 115 | WASHINGTON | ROBINSON AVE | MA | 7.18 |  |  | MARIGOLD AAC 1113 | OH | N/A | SCHF | 109 | Wood |  | 2022 | 2032
New England Power | V-174 | 115 | MILLBURY 2 | CARPENTER HILL | MA | 15.82 |  |  | FALCON ACSR 1590 | OH | N/A | SCHF | 206 | Wood |  | 2021 | 2031
New England Power | V5 | 115 | BRIDGEWATER | SOMERSET | MA | 19.95 |  |  | SWIFT ACSR 636 | OH | N/A | DCLA | 176 | Lattice |  | 2022
New England Power | W-175 | 115 | PALMER | CARPENTER HILL | MA | 17.66 |  |  | 1590 ACSR | OH | N/A | SCHF | 213 | Wood |  | 2020 | 2030
New England Power | W-23 | 69 | FITCH ROAD | WOODSIDE | MA | 8.3 |  |  | CONDOR ACSR 795 | OH | N/A | SCMP | 221 | Wood |  | 2020 | 2030
New England Power | W-23W | 69 | WOODSIDE | NORTHBORO ROAD | MA | 6.55 |  |  | HAWK ACSR 477 | OH | N/A | SCMP | 149 | Wood |  | 2020 | 2030
New England Power | W4N | 115 | GRAND ARMY | SWANSEA | MA | 1.79 |  |  | PELICAN ACSR 477 | OH | N/A | DCLA | 15 | Lattice |  | 0 | 0
New England Power | W4S | 115 | GRAND ARMY | POTTERSVILLE (BUSSED) | MA | 6.84 |  |  | ORIOLE ACCC 0 | OH | N/A | SCLA | 42 | Lattice |  | 0 | 0
New England Power | X-176 | 115 | THORNDIKE | LUDLOW | MA | 9.15 |  |  | FALCON ACSR 1590 | OH | N/A | SCHF | 117 | Wood Pole Equiv |  | 2019 | 2029
New England Power | X-24E | 69 | NORTHBORO RD | WESTOBOROUGH | MA | 4.15 |  |  | CONDOR ACSR 795 | OH | N/A | SCHF | 64 | Wood |  | 2021
New England Power | X-24W | 69 | WESTBORO | MILLBURY 5 | MA | 10.29 |  |  | CONDOR ACSR 795 | OH | N/A | SCMP | 177 | Wood |  | 2020 | 2030
New England Power | X3S | 115 | GRAND ARMY | POTTERSVILLE (BUSSED) | MA | 6.34 |  |  | ORIOLE ACCC 0 | OH | N/A | SCLA | 41 | Lattice |  | 0 | 0
New England Power | Y-151 | 115 | W. METHUEN | TEWKSBURY | MA | 29.98 |  |  | 4/0 (7 STRAND) COPPER 4/0 | OH | N/A | SCMP | 262 | Steel |  | 2020 | 2030
New England Power | Z-126 | 115 | MILLBURY 2 | WEBSTER STREET | MA | 2.71 |  |  | CARDINAL ACSR 954 | OH | N/A | SCMP | 88 | Steel |  | 2019 | 2029
New England Power | Z-126 | 115 | WEBSTER STREET TAP 2 | WEBSTER STREET TAP 2 | MA | 2.12 |  |  | 477 ACCR | OH | N/A | SCHF | 25 | Wood |  | 0 | 0
New England Power | A-201 | 230 | COMERFORD | NORTH LITCHFIELD | NH | 105.77 |  |  | CONDOR ACSR 795 | OH | N/A | SCLA | 943 | Lattice |  | 2022 | 2042
New England Power | B-202 | 230 | COMERFORD | NORTH LITCHFIELD | NH | 105.69 |  |  | CONDOR ACSR 795 | OH | N/A | SCLA | 955 | Lattice |  | 2021 | 2031
New England Power | C-203 | 230 | COMERFORD 18 | MOORE | NH | 7.02 |  |  | 554.13 54/.5 CONDUIT CORE AAC 554.13 | OH | N/A | SCHF | 95 | Wood |  | 2020 | 2030
New England Power | D-204 | 230 | COMERFORD 18 | MOORE | NH | 6.83 |  |  | 554.13 54/.5 CONDUIT CORE AAC 554.13 | OH | N/A | SCHF | 92 | Wood |  | 2021 | 2041
New England Power | I-135N | 115 | BELLOWS FALLS | FITZWILLIAM | NH | 28.13 |  |  | 795 ACSR | OH | N/A | DCLA | 181 | Lattice |  | 2021 | 2031
New England Power | J-136N | 115 | BELLOWS FALLS | FLAGG POND | NH | 53.03 |  |  | 7/16" (7 STRAND) HIGH STRENGTH STEEL 4/0 | OH | N/A | DCLA | 349 | Lattice |  | 2021 | 2031
New England Power | W-149 | 115 | MOUNT SUPPORT | SLAYTON HILL | NH | 4.93 |  |  | RAIL ACSR 954 | OH | N/A | SCHF | 67 | Wood |  | 0 | 0
New England Power | W-149N | 115 | WILDER | MOUNT SUPPORT | NH | 2.45 |  |  | RAIL ACSR 954 | OH | N/A | SCMP | 32 | Steel |  | 2020 | 2030
New England Power | W-149S | 115 | SLAYTON HILL | BELLOWS FALLS | NH | 37.08 |  |  | LINNET ACSR 336.4 | OH | N/A | SCHF | 472 | Wood |  | 2021
New England Power | Y-151N | 115 | PELHAM | POWER STREET | NH | 5.2 |  |  | DRAKE ACSS 795 | OH | N/A | SCMP | 59 | Steel |  | 0 | 0
New England Power | 366 | 345 | MILLBURY 3 | WEST FARNUM | RI | 15.31 |  |  | 2-1590 ACSR | OH | N/A | SCHF | 194 | Steel |  | 2021 | 2031
New England Power | P11 | 115 | VALLEY | ROBINSON AVENUE | RI | 0.2 |  |  | PELICAN ACSR 477 | OH | N/A | DCLA | 92 | Lattice |  | 2022 | 2032
New England Power | R-144 | 115 | MILLBURY 2 | ADMIRAL STREET | RI | 0.29 |  |  | 4/0 (7 STRAND) COPPER 4/0 | OH | N/A | SCHF | 152 | Wood |  | 2021 | 2031
New England Power | R9 | 115 | RIVERSIDE | VALLEY | RI | 0.24 |  |  | RAGOUT AAAC 465.4 | OH | N/A | DCLA | 8 | Lattice |  | 2022 | 2032
New England Power | T7 | 115 | POTTERSVILLE | PAWTUCKET 1 | RI | 17.81 |  |  | DRAKE ACSR 795 | OH | N/A | SCHF | 171 | Wood |  | 2020 | 2030
New England Power | X3N | 115 | PAWTUCKET 1 | GRAND ARMY | RI | 0.25 |  |  | LINNET ACSR 336.4 | OH | N/A | DCLA | 165 | Lattice |  | 0 | 0
New England Power | A-127W | 115 | ERVING | HARRIMAN | VT | 26.66 |  |  | 477 ACCR | OH | N/A | DCLA | 238 | Lattice |  | 0 | 0
New England Power | B-128 | 115 | MILLBURY 2 | HARRIMAN | VT | 77.05 |  |  | HAWK ACCR 477 | OH | N/A | DCLA | 582 | Lattice |  | 2020 | 2030
New England Power | Y-177 | 115 | HARRIMAN | MONTAGUE | VT | 2.99 |  |  | ARBUTUS AAC 795 | OH | N/A | SCHF | 307 | Wood |  | 2022
New England Power | Y-25 | 69 | SEARSBURG SWITCHYARD | HARRIMAN | VT | 8.45 |  |  | HAWK ACSR 477 | OH | N/A | SCHF | 139 | Wood |  | 2022
New England Power | Y-25N | 69 | BENNINGTON | HARRIMAN | VT | 3.24 |  |  | HAWK ACSR 477 | OH | N/A | SCHF | 44 | Wood |  | 2022 | 2032
New England Power | Y-25S | 69 | HARRIMAN | DEERFIELD 5 | VT | 5.45 |  |  | HAWK ACSR 477 | OH | N/A | SCHF | 86 | Wood |  | 2022 | 2032
NSTAR (Eversource) | 115 | 115 | BARNSTABLE STA#958 | WEST BARNSTABLE STA#921 | MA | 3.99 | 2012 | 12 | 1113 ACSS, 45/7 "Bluejay" | OH | N/A | SCHF | 44 | Wood
NSTAR (Eversource) | 116 | 115 | BROOK ST STA#727 | CARVER STA#726 | MA | 4.83 | 1994 | 30 | 2338 ACAR, 48/13 | OH | N/A | DCMP | 40 | Steel
NSTAR (Eversource) | 117 | 115 | KINGSTON STA #735 | BROOK STREET | MA | 3.08 | 1970 | 54 | 336.4 ACSR, 30/7 "Oriole" | OH | N/A | SCHF | 28 | Steel
NSTAR (Eversource) | 120 | 115 | BOURNE STA#917 | CANAL STA#980 | MA | 2.48 | 1972 | 52 | 1703 ACAR, 48/13 | OH | N/A | DCLA | 18 | Steel
NSTAR (Eversource) | 121 | 115 | BOURNE STA#917 | CANAL STA#980 | MA | 2.55 | 1970 | 54 | 2338 ACAR, 48/13 | OH | N/A | DCMP | 26 | Steel
NSTAR (Eversource) | 126 | 115 | BOURNE STA#917 | CANAL STA#980 | MA | 2.78 | 1995 | 29 | 2338 ACAR, 48/13 | OH | N/A | DCMP | 33 | Steel
NSTAR (Eversource) | 127 | 115 | CARVER STA#726 | SEMASS SW STA#718 | MA | 7.26 | 1988 | 36 | 2338 ACAR, 48/13 | OH | N/A | DCMP | 54 | Steel
NSTAR (Eversource) | 128 | 115 | SEMASS SWITCHING STA #718 | TREMONT STA#713 | MA | 1 | 1988 | 36 | 2338 ACAR, 48/13 | OH | N/A | DCMP | 12 | Steel
NSTAR (Eversource) | 134 | 115 | TREMONT STA#713 | CARVER STA#726 | MA | 8.19 | 1988 | 36 | 2338 ACAR, 48/13 | OH | N/A | DCMP | 64 | Steel
NSTAR (Eversource) | 135 | 115 | BARNSTABLE STA#958 | WEST BARNSTABLE STA#921 | MA | 3.94 | 1992 | 32 | 2338 ACAR, 48/13 | OH | N/A | DCMP | 40 | Steel
NSTAR (Eversource) | 137 | 115 | MASHPEE STA#946 | WEST BARNSTABLE STA#921 | MA | 8.8 | 2014 | 10 | 795 ACSR, 36/1 "Coot" | OH | N/A | SCHF | 96 | Wood
NSTAR (Eversource) | 147 | 115 | KINGSTON STA #735 | CARVER | MA
NSTAR (Eversource) | 191 | 115 | KINGSTON STA #735 | AUBURN STREET STA#451(NGRID STATION) | MA | 15.35 | 1974 | 50 | 336.4 ACSR, 30/7 "Oriole" | OH | N/A |  | 195 | Wood
NSTAR (Eversource) | 194 | 115 | BROOK ST STA#727 | AUBURN STREET STA (NGRID) | MA | 16.7 | 1972 | 52 | 1590 ACSR, 54/19 "Falcon" | OH | N/A | DCMP | 103 | Steel
NSTAR (Eversource) | 312 | 345 | NORTHFIELD | BERKSHIRE 18C | MA | 7.28 | 2008 | 16 | 2-954 ACSR | OH | N/A | SCHF | 312 | Steel |  | 2017/2018 | 2024
NSTAR (Eversource) | 316 | 345 | HOLBROOK STA #478 | STOUGHTON STA#330 | MA | 5.65 | 1976 | 48 | 1590 ACSR, 54/19 "Falcon" | OH | N/A | DCLA | 42 | Steel
NSTAR (Eversource) | 319 | 345 | LEXINGTON STATION #320 | WOBURN STA#211 | MA | 8.25 | 1978 | 46 | 1113 ACSR, 45/7 "Bluejay" | OH | N/A | SCHF | 73 | Steel
NSTAR (Eversource) | 322 | 345 | CANAL STA#980 | CARVER STA#726 | MA | 20.32 | 2012 | 12 | 2335 ACAR, 54/37 | OH | N/A | SCHF | 157 | Wood
NSTAR (Eversource) | 323 | 345 | WEST MEDWAY STA#446 | MILLBURY STA (NGRID) | MA | 1.82 | 1968 | 56 | 1113 ACSR, 54/19 "Finch" | OH | N/A | SCHF | 22 | Steel
NSTAR (Eversource) | 324 | 345 | KINGSTON STREET STA#514T | MYSTIC STA#250 | MA | 4.2 | 2000 | 24 | 2250 Cu | UG | Pipe-Type | N/A | N/A | N/A | N/A
NSTAR (Eversource) | 325 | 345 | WEST MEDWAY STA#446 | WEST WALPOLE STA#447 | MA | 9.61 | 1968 | 56 | 2500 ACSR Expanded Core | OH | N/A | DCLA | 61 | Steel
NSTAR (Eversource) | 331 | 345 | CARVER STA#726 | WEST WALPOLE STA#447 | MA | 0.63 | 1968 | 56 | 2500 ACSR Expanded Core | OH | N/A | SCHF | 5 | Wood
NSTAR (Eversource) | 335 | 345 | HOLBROOK STA #478 | AUBURN STREET (NGRID) | MA | 7.28 | 1972 | 52 | 1590 ACSR, 54/19 "Falcon" | OH | N/A | DCMP | 45 | Steel
NSTAR (Eversource) | 338 | 345 | WOBURN STATION #211 | TEWKSBURY STA#217(NGRID) | MA | 6.11 | 1976 | 48 | 954 ACSR, 45/7 "Rail" | OH | N/A | SCHF | 67 | Steel
NSTAR (Eversource) | 344 | 345 | WEST MEDWAY STA#446 | BRIDGEWATER STA (NGRID) | MA | 8.94 | 1968 | 56 | 1703 ACAR, 48/13 | OH | N/A | DCLA | 55 | Steel
NSTAR (Eversource) | 346 | 345 | NORTH CAMBRIDGE STATION#509 | WOBURN STA#211 | MA | 6.03 | 1976 | 48 | 2500 Cu | UG | Pipe-Type | N/A | N/A | N/A | N/A
NSTAR (Eversource) | 351 | 345 | MYSTIC STATION #250 | NORTH CAMBRIDGE STA#509 | MA | 4.96 | 2001 | 23 | 2500 Cu | UG | Pipe-Type | N/A | N/A | N/A | N/A
NSTAR (Eversource) | 354 | 345 | NORTHFIELD | LUDLOW | MA | 25.98 | 1970 | 54 | 2-954 ACSR | OH | N/A | SCHF | 266 | Steel |  | 2019 | 2026
NSTAR (Eversource) | 355 | 345 | PILGRIM SWITCHYARD STA#650 | CARVER STA#726 | MA | 14.53 | 1970 | 54 | 1703 ACAR, 48/13 | OH | N/A | DCLA | 95 | Steel
NSTAR (Eversource) | 356 | 345 | BRIDGEWATER (NGRID) | CARVER STA#726 | MA | 9.27 | 1972 | 52 | 1703 ACAR, 48/13 | OH | N/A | DCLA | 54 | Steel
NSTAR (Eversource) | 357 | 345 | WEST MEDWAY STA#446 | MILLBURY STA (NGRID) | MA | 1.78 | 1991 | 33 | 1113 ACSR, 54/19 "Finch" | OH | N/A | SCHF | 19 | Steel
NSTAR (Eversource) | 358 | 345 | MYSTIC STATION #250 | NORTH CAMBRIDGE STA#509 | MA | 4.96 | 1975 | 49 | 2500 CU PAPER | UG | Pipe-Type | N/A | N/A | N/A | N/A
NSTAR (Eversource) | 365 | 345 | NORTH CAMBRIDGE STATION#509 | WOBURN STA#211 | MA | 6.02 | 1986 | 38 | 2500 CU PAPER | UG | Pipe-Type | N/A | N/A | N/A | N/A
NSTAR (Eversource) | 372 | 345 | KINGSTON STREET STA#514T | MYSTIC STA#250 | MA | 4.2 | 2015 | 9 | 2500 CU PPP | UG | Pipe-Type | N/A | N/A | N/A | N/A
NSTAR (Eversource) | 389 | 345 | WEST MEDWAY STA#446 | WEST WALPOLE STA#447 | MA | 9.58 | 1975 | 49 | 954 ACSR, 54/7 "Cardinal" | OH | N/A | SCHF | 115 | Wood
NSTAR (Eversource) | 399 | 345 | CARVER STA#726 | WEST BARNSTABLE STA#921 | MA | 30.45 | 1988 | 36 | 954 ACSS, 54/7 "Cardinal" | OH | N/A | SCMP | 201 | Steel
NSTAR (Eversource) | 1007 | 115 | AGAWAM | ELM | MA | 7.37 | 1973 | 51 | 1272 ACSR | OH | N/A | DCMP | 70 | Steel |  | 2019 | 2032
NSTAR (Eversource) | 1039 | 115 | MT TOM | MIDWAY | MA | 0.76 | 1960 | 64 | 795 ACSR | OH | N/A | SCMP | 10 | Steel |  | 2018 | 2031
NSTAR (Eversource) | 1205 | 115 | LUDLOW | NGRID/W. HAMPTON BORDER | MA | 9.09 | 1975 | 49 | 1272 ACSR | OH | N/A | SCMP | 86 | Steel |  | 2019 | 2028
NSTAR (Eversource) | 1230 | 115 | AGAWAM | PIPER | MA | 3.63 | 2013 | 11 | 1272 ACSS | OH | N/A | SCMP | 35 | Wood |  | 2020 | 2030
NSTAR (Eversource) | 1293 | 115 | BUCK POND | ATWATER 115KV | MA | 3.02 | 1957 | 67 | 1272 ACSS | OH | N/A | SCMP | 3 | Steel |  |  | 2032
NSTAR (Eversource) | 1314 | 115 | AGAWAM | CHICOPEE | MA | 7.08 | 2013 | 11 | 1272 ACSS | OH | N/A | DCMP | 64 | Wood |  | 2020 | 2030
NSTAR (Eversource) | 1327 | 115 | FAIRMONT | PINESHED | MA | 3.5 | 1960 | 64 | 795 ACSR | OH | N/A | SCHF | 35 | Wood |  | 2019 | 2031
NSTAR (Eversource) | 1361 | 115 | CUMBERLAND | MONTAGUE | MA | 2.76 | 1925 | 99 | 556 ACSS | OH | N/A | DCLA | 29 | Steel |  | 2018 | 2025
NSTAR (Eversource) | 1371 | 115 | WOODLAND | PLEASANT | MA | 4.12 | 1961 | 63 | 556(D) ACSR | OH | N/A | SCHF | 40 | Steel |  | 2021 | 2033
NSTAR (Eversource) | 1421 | 115 | PLEASANT | BLANFORD | MA | 17.97 | 1961 | 63 | 556(D) ACSR | OH | N/A | SCHF | 162 | Steel |  | 2019 | 2033
NSTAR (Eversource) | 1426 | 115 | CADWELL | ORCHARD | MA | 2.95 | 2012 | 12 | 1272 ACSS | OH | N/A | DCMP | 35 | Steel |  | 2020 | 2030
NSTAR (Eversource) | 1428 | 115 | FAIRMONT | MT TOM | MA | 6.61 | 1960 | 64 | 795 ACSR | OH | N/A | SCHF | 64 | Wood |  | 2021 | 2031
NSTAR (Eversource) | 1447 | 115 | PINESHED | MT TOM | MA | 2.8 | 1960 | 64 | 795 ACSR | OH | N/A | SCHF | 31 | Wood |  | 2020 | 2031
NSTAR (Eversource) | 1481 | 115 | LUDLOW | CADWELL | MA | 7.22 | 2012 | 12 | 1590 ACSS | OH | N/A | DCMP | 71 | Steel |  | 2020 | 2028
NSTAR (Eversource) | 1551 | 115 | DOREEN NORTH | BERKSHIRE 18C | MA | 6.17 | 1975 | 49 | 1272 ACSR | OH | N/A | DCMP | 58 | Steel |  | 2021 | 2034
NSTAR (Eversource) | 1552 | 115 | LUDLOW | ORCHARD | MA | 5.45 | 2012 | 12 | 1272 ACSR | OH | N/A | DCMP | 61 | Wood |  | 2021 | 2028
NSTAR (Eversource) | 1601 | 115 | FAIRMONT | SHAWINIGAN | MA | 4.62 | 2013 | 11 | 2-1272 ACSS | OH | N/A | SCMP | 43 | Steel |  | 2020 | 2030
NSTAR (Eversource) | 1604 | 115 | NORTHFIELD | ERVING | MA | 1.14 | 2017 | 7 | 2-1272 54/19 ACSS | OH | N/A | SCMP | 10 | Steel |  |  | 2026
NSTAR (Eversource) | 1662 | 115 | DOREEN SOUTH | BERKSHIRE 18C | MA | 5.98 | 1975 | 49 | 1272 ACSR | OH | N/A | DCMP | 56 | Steel |  | 2019 | 2034
NSTAR (Eversource) | 1702 | 115 | FAIRMONT | CHICOPEE | MA | 2.46 | 2013 | 11 | 1272 ACSS | OH | N/A | DCMP | 23 | Wood |  | 2020 | 2030
NSTAR (Eversource) | 1803 | 115 | FAIRMONT | CADWELL | MA | 5.25 | 2013 | 11 | 2 - 1272 ACSS | OH | N/A | DCMP | 47 | Wood |  | 2020 | 2030
NSTAR (Eversource) | 1845 | 115 | SHAWINIGAN | LUDLOW | MA | 6.21 | 2013 | 11 | 1272 ACSS | OH | N/A | DCMP | 62 | Wood |  |  | 2028
NSTAR (Eversource) | 1962 | 115 | MIDWAY | GUNN | MA | 5.46 | 1959 | 65 | 1272 ACSR | OH | N/A | SCMP | 58 | Steel |  | 2018 | 2031
NSTAR (Eversource) | 1976 | 115 | WEST HAMPDEN-SCITICO | WEST HAMPDEN-SCITICO | MA | 5.39 | 1972 | 52 | 1272 ACSR | OH | N/A | SCMP | 67 | Steel
NSTAR (Eversource) | 1981 | 115 | ELM | ATWATER 115KV | MA | 0.59 | 1972 | 52 | 1272 ACSR | OH | N/A | DCMP | 6 | Steel |  | 2020 | 2032
NSTAR (Eversource) | 3136 | 345 | WOBURN | WAKEFIELD JCT (NGRID) | MA | 8.5 | 2023 | 1 | Copper | UG | Solid Dielectric | N/A | N/A | N/A | N/A
NSTAR (Eversource) | 3161 | 345 | STOUGHTON STA #330 | WEST WALPOLE STA#447 | MA | 9.04 | 1976 | 48 | 1590 ACSR, 54/19 "Falcon" | OH | N/A | DCLA | 69 | Steel
NSTAR (Eversource) | 3162 | 345 | K ST STA#385 | STOUGHTON STA#330 | MA | 17.5 | 2007 | 17 | 2500 Cu | UG | Pipe-Type | N/A | N/A | N/A | N/A
NSTAR (Eversource) | 3163 | 345 | K ST STA#385 | STOUGHTON STA#330 | MA | 17.5 | 2008 | 16 | 2500 Cu | UG | Pipe-Type | N/A | N/A | N/A | N/A
NSTAR (Eversource) | 3164 | 345 | HYDE PARK STA#496 | STOUGHTON STA#330 | MA | 11.2 | 2006 | 18 | 2500 Cu | UG | Pipe-Type | N/A | N/A | N/A | N/A
NSTAR (Eversource) | 3196 | 345 | LUDLOW | AGAWAM | MA | 17.54 | 2012 | 12 | 2-1590 ACSS | OH | N/A | DCMP | 152 | Steel |  | 2020 | 2028
NSTAR (Eversource) | 3361 | 345 | BLACKSTONE STA#309 | SHERMAN ROAD (NGRID) | MA | 10.61 | 1970 | 54 | 1024.5 ACAR, 24/13 | OH | N/A | SCHF | 84 | Wood
NSTAR (Eversource) | 3520 | 345 | WEST MEDWAY STA#446 | BELLINGHAM STA(NGRID) | MA | 0.05 | 1968 | 56 | 900 AAC "Cockscomb" | OH | N/A | SCHF | 1 | Steel
NSTAR (Eversource) | 107-1 | 115 | BOURNE STA#917 | OTIS STA#915 | MA | 3.52 |  |  | 2338 ACAR, 48/13 | OH | N/A |  | 36 | Wood
NSTAR (Eversource) | 107-2 | 115 | FALMOUTH TAP STA#924 | OTIS STA#915 | MA | 6.48 |  |  | 1590 ACSR, 54/19 "Falcon" | OH | N/A |  | 54 | Wood
NSTAR (Eversource) | 108-1 | 115 | TREMONT STA#713 | WAREHAM STA#714 | MA | 3.93 |  |  | 795 ACSR, 36/1 "Coot" | OH | N/A |  | 19 | Wood
NSTAR (Eversource) | 108-2 | 115 | VALLEY 108 STA# 715 | WAREHAM STA#714 | MA | 4.72 |  |  | 795 ACSR, 36/1 "Coot" | OH | N/A |  | 42 | Wood
NSTAR (Eversource) | 108-4 | 115 | BOURNE STA#917 | HORSEPOND TAP 108 | MA | 1.86 | 2017 | 7 | 795 ACSS, 54/7 "Condor" | OH | N/A |  | 42 | Wood
NSTAR (Eversource) | 108-5 | 115 | VALLEY 108 STA# 715 | HORSE POND TAP 108 | MA | 0.69 | 2018 | 6 | 795 ACSS, 54/7 "Condor" | OH | N/A |  | 10 | Wood
NSTAR (Eversource) | 110-510-2 | 115 | COLBURN STREET STA #350 | WASHINGTON TAP 110-510 (NOT STATION) | MA | 2.15 | 1965 | 59 | 2000 CU PPP | UG | Pipe-Type | N/A | N/A | N/A | N/A
NSTAR (Eversource) | 110-510-3 | 115 | BRIGHTON STA #329 | WASHINGTON TAP 110-510 (NOT STATION) | MA | 1.26 | 1965 | 59 | 2000 CU PPP | UG | Pipe-Type | N/A | N/A | N/A | N/A
NSTAR (Eversource) | 110-510-4 | 115 | BAKER STREET STA#110 | WASHINGTON TAP 110-510 (NOT STATION) | MA | 5.46 | 1965 | 59 | 2000 CU PPP | UG | Pipe-Type | N/A | N/A | N/A | N/A
NSTAR (Eversource) | 110-511-2 | 115 | COLBURN STREET STA #350 | WASHINGTON TAP 110-511(NOT STATION) | MA | 2.15 | 1965 | 59 | 1750 AL PAPER | UG | Pipe-Type | N/A | N/A | N/A | N/A
NSTAR (Eversource) | 110-511-3 | 115 | BRIGHTON STA #329 | WASHINGTON TAP 110-511(NOT STATION) | MA | 1.26 | 1965 | 59 | 1250 CU PAPER | UG | Pipe-Type | N/A | N/A | N/A | N/A
NSTAR (Eversource) | 110-511-4 | 115 | BAKER STREET STA#110 | WASHINGTON TAP 110-511 (NOT STATION) | MA | 5.46 | 1965 | 59 | 1250 CU PAPER | UG | Pipe-Type | N/A | N/A | N/A | N/A
NSTAR (Eversource) | 110-522 | 115 | BAKER STREET STA#110 | NEEDHAM STA#148 | MA | 2.89 | 2021 | 3 | 3500 CU | UG |  | SCMP | 24 | Steel | N/A
NSTAR (Eversource) | 111-1 | 115 | HIGH HILL STA #644 | INDUSTRIAL PARK STA# 636 | MA | 2.41 |  |  | 795 ACSR, 36/1 "Coot" | OH | N/A |  | 28 | Steel
NSTAR (Eversource) | 112-1 | 115 | ROCHESTER 112 STA#745 | TREMONT STA#713 | MA | 6.71 |  |  | 795 ACSS, 54/7 "Condor" | OH | N/A |  | 68 | Steel
NSTAR (Eversource) | 112-2 | 115 | ROCHESTER 112 STA#745 | CRYSTAL SPRING TAP 112(NOT STATION) | MA | 3.29 |  |  | 795 ACSS, 54/7 "Condor" | OH | N/A |  | 68 | Steel
NSTAR (Eversource) | 112-3 | 115 | CRYSTAL SPRING TAP 112(NOT STATION) | INDUSTRIAL PARK TAP 112 (NOT STATION) | MA | 0.23 |  |  | 795 ACSS, 54/7 "Condor" | OH | N/A |  | 68 | Steel
NSTAR (Eversource) | 112-4 | 115 | INDUSTRIAL PARK STA#636 | INDUSTRIAL PARK TAP(NOT STATION) | MA | 4.2 |  |  | 795 ACSS, 54/7 "Condor" | OH | N/A |  | 68 | Steel
NSTAR (Eversource) | 112-5 | 115 | WING LANE STA. #624 | INDUSTRIAL PARK TAP 112 (NOT STATION) | MA | 1.41 |  |  | 795 ACSS, 54/7 "Condor" | OH | N/A |  | 68 | Steel
NSTAR (Eversource) | 112-7 | 115 | ACUSHNET STA #612 | WING LANE STA. #624 | MA | 1.06 |  |  | 795 ACSS, 54/7 "Condor" | OH | N/A |  | 68 | Steel
NSTAR (Eversource) | 113-1 | 115 | TREMONT STA#713 | WAREHAM STA#714 | MA | 3.93 |  |  | 795 ACSR, 36/1 "Coot" | OH | N/A |  | 15 | Steel
NSTAR (Eversource) | 113-2 | 115 | VALLEY STA# 715 | WAREHAM STA#714 | MA | 4.72 |  |  | 795 ACSR, 36/1 "Coot" | OH | N/A |  | 29 | Steel
NSTAR (Eversource) | 113-3 | 115 | VALLEY STA# 715 | HORSE POND TAP 113 | MA | 0.69 |  |  | 795 ACSR, 36/1 "Coot" | OH | N/A |  | 54 | Steel
NSTAR (Eversource) | 113-4 | 115 | BOURNE STA#917 | HORSE POND TAP 113 | MA | 1.86 |  |  | 795 ACSR, 36/1 "Coot" | OH | N/A |  | 28 | Steel
NSTAR (Eversource) | 114-1 | 115 | TREMONT STA#713 | ROCHESTER 114 STA#745 | MA | 6.71 | 1985 | 39 | 2338 ACAR, 48/13 | OH | N/A |  | 53 | Steel
NSTAR (Eversource) | 114-2 | 115 | CRYSTAL SPRING TAP 114(NOT STATION) | ROCHESTER 114 STA#745 | MA | 3.29 | 1985 | 39 | 2338 ACAR, 48/13 | OH | N/A |  | 29 | Steel
NSTAR (Eversource) | 114-3 | 115 | CRYSTAL SPRING TAP 114(NOT STATION) | WING LANE 114 STA#624 | MA | 1.64 | 1985 | 39 | 2338 ACAR, 48/13 | OH | N/A |  | 13 | Steel
NSTAR (Eversource) | 114-4 | 115 | ACUSHNET STA #612 | WING LANE 114 STA #624 | MA | 1.06 | 1985 | 39 | 2338 ACAR, 48/13 | OH | N/A |  | 11 | Steel
NSTAR (Eversource) | 1161-1 | 115 | DOREEN SOUTH | OSWALD JCT | MA | 12.52 | 1972 | 52 | 1272 ACSR | OH | N/A | SCHF | 37 | Steel
NSTAR (Eversource) | 1161-2 | 115 | OSWALD JCT | OSWALD | MA | 12.52 | 1972 | 52 | 1272 ACSR | OH | N/A | SCHF | 42 | Steel
NSTAR (Eversource) | 1161-3 | 115 | OSWALD JCT | WOODLAND | MA | 12.52 | 1972 | 52 | 1272 ACSR | OH | N/A | SCHF | 51 | Steel
NSTAR (Eversource) | 117-1 | 115 | BROOK ST STA#727 | KINGSTON STA#735 | MA | 3.1 |  |  | 336.4 ACSR, 30/7 "Oriole" | OH | N/A |  | 28 | Steel
NSTAR (Eversource) | 117-502-1 | 115 | HOLBROOK | CANTON | MA | 9.05 | 2018 | 6 | 954 ACSS, 54/7 "Cardinal" | OH | N/A |  | 72 | Steel
NSTAR (Eversource) | 117-502-2 | 115 | SHARON | CANTON | MA | 0.17 | 2018 | 6 | 954 ACSS, 54/7 "Cardinal" | OH | N/A |  | 22 | Wood
NSTAR (Eversource) | 117-508-1 | 115 | SOUTH RANDOLPH (NGRID STATION) | HOLBROOK | MA | 2.39 |  |  | 795 ACSR, 54/7 "Condor" | OH | N/A |  | 56 | Wood
NSTAR (Eversource) | 117-508-2 | 115 | SOUTH RANDOLPH (NGRID STATION) | CANTON TAP (NOT A STATION) | MA | 6.82 |  |  | 795 ACSR, 54/7 "Condor" | OH | N/A |  | 3 | Steel
NSTAR (Eversource) | 117-508-4 | 115 | SHARON | CANTON TAP (NOT A STATION) | MA | 0.07 |  |  | 795 ACSR, 54/7 "Condor" | OH | N/A |  | 21 | Steel
NSTAR (Eversource) | 117-509-1 | 115 | SOUTH RANDOLPH (NGRID STATION) | HOLBROOK | MA | 2.39 |  |  | 795 ACSR, 54/7 "Condor" | OH | N/A
NSTAR (Eversource) | 117-509-2 | 115 | SHARON | SOUTH RANDOLPH (NGRID STATION) | MA | 6.89 |  |  | 795 ACSR, 54/7 "Condor" | OH | N/A |  | 72 | Wood
NSTAR (Eversource) | 1205-NU | 115 | LUDLOW | 1205 BORDER LUDLOW (NU) / W.HAMPDEN (NEP) | MA | 9.34 | 1975 | 49 | 1272 ACSR | OH | N/A | DCMP | 86 | Steel |  | 2019 | 2028
NSTAR (Eversource) | 1211-A | 115 | DOREEN SOUTH | NORTH UHV S/S TAP | MA | 8.01 | 1972 | 52 | 1272 ACSR | OH | N/A | DCMP | 48 | Wood |  | 2020 | 2034
NSTAR (Eversource) | 1211-B | 115 | OSWALD | NORTH UHV S/S TAP | MA | 8.01 | 1972 | 52 | 1272 ACSR | OH | N/A | DCMP | 41 | Wood |  | 2020 | 2034
NSTAR (Eversource) | 122-1 | 115 | BOURNE STA#917 | PAVE PAWS STA | MA | 1.17 | 1992 | 32 | 2338 ACAR, 48/13 | OH | N/A |  | 15 | Wood
NSTAR (Eversource) | 122-2 | 115 | PAVE PAWS STA | SANDWICH STA#916 | MA | 1.17 | 1992 | 32 | 2338 ACAR, 48/13 | OH | N/A |  | 42 | Wood
NSTAR (Eversource) | 122-3 | 115 | OAK STR STA#920 | SANDWICH STA#916 | MA | 1.17 | 1992 | 32 | 2338 ACAR, 48/13 | OH | N/A |  | 50 | Wood
NSTAR (Eversource) | 122-4 | 115 | BARNSTABLE STA#958 | OAK STREET STA#920 | MA | 1.17 | 1992 | 32 | 2338 ACAR, 48/13 | OH | N/A |  | 35 | Wood
NSTAR (Eversource) | 1231-1 | 115 | BERKSHIRE 18C | PLAINFIELD MA 1231 | MA | 26.03 | 1977 | 47 | 2/0 CPR | OH | N/A | SCMP | 29 | Steel |  | 2017 | 2024
NSTAR (Eversource) | 1231-2 | 115 | PLAINFIELD MA 1231 | ASHFIELD MA 1231 | MA | 26.03 | 1977 | 47 | 2/0 CPR | OH | N/A | SCMP | 29 | Steel |  | 2017 | 2024
NSTAR (Eversource) | 1231-3 | 115 | CUMBERLAND | ASHFIELD MA 1231 | MA | 26.03 | 1977 | 47 | 2/0 CPR | OH | N/A | SCMP | 29 | Steel |  | 2017 | 2024
NSTAR (Eversource) | 1242-1 | 115 | BERKSHIRE 18C | PLAINFIELD MA 1242 | MA | 28.86 | 1925 | 99 | 2/0 Cu | OH | N/A | DCLA | 265 | Steel |  | 2017 | 2024
NSTAR (Eversource) | 1242-2 | 115 | ASHFIELD MA 1242 | PLAINFIELD MA 1242 | MA | 28.86 | 1925 | 99 | 2/0 Cu | OH | N/A | DCLA | 265 | Steel |  | 2017 | 2024
NSTAR (Eversource) | 1242-3 | 115 | MONTAGUE | ASHFIELD | MA | 28.86 | 1925 | 99 | 2/0 Cu | OH | N/A | DCLA | 265 | Steel |  | 2017 | 2024
NSTAR (Eversource) | 1302-1 | 115 | POCHASSIC TAP | AGAWAM | MA | 11.19 | 1973 | 51 | 1272 ACSR | OH | N/A | SCMP | 77 | Steel |  | 2019 | 2032
NSTAR (Eversource) | 1302-2 | 115 | BUCK POND | POCHASSIC TAP | MA | 11.19 | 1973 | 51 | 1272 ACSR | OH | N/A | SCMP | 33 | Steel |  | 2019 | 2032
NSTAR (Eversource) | 1356-NU | 115 | FAIRMONT | 1356 BORDER NORTH CANAL (HG+E) / FAIRMONT (NU) | MA | 0.54 | 1965 | 59 | 795 ACSR | OH | N/A | SCHF | 6 | Wood |  |  | 2031
NSTAR (Eversource) | 136-2 | 115 | FALMOUTH TAP STA#924 | HATCHVILLE STA#936 | MA | 2.78 |  |  | 795 ACSR, 26/7 "Drake" | OH | N/A |  | 80 | Steel
NSTAR (Eversource) | 136-3 | 115 | HATCHVILLE STA #936 | MASHPEE STA#946 | MA | 4.85 |  |  | 795 ACSR, 36/1 "Coot" | OH | N/A |  | 80 | Steel
NSTAR (Eversource) | 1394-NU-B | 115 | 1394 CT/MA STATE LINE | FRANCONIA | MA |  | 1975 | 49 | 1272 ACSR | OH | N/A | DCMP | 61 | Steel |  | 2019 | 2028
NSTAR (Eversource) | 148-522XY | 115 | DOVER STA #456 | NEEDHAM STA#148 | MA |  |  |  | 2-795 Al | OH | N/A |  | 47
NSTAR (Eversource) | 1638-NU | 115 | FAIRMONT | 1638 BORDER FAIRMONT (NU) / MEMORIAL (CHICOPEE) | MA | 0.1 | 2013 | 11 | 1272 ACSS | OH/UG |  | SCMP | 1 | Steel |  | 2020 | 2031
NSTAR (Eversource) | 1657-1 | 115 | GUNN | SOUTHAMPTON TAP | MA | 5.88 | 1976 | 48 | 1272 ACSR | OH | N/A | DCMP | 54 | Steel |  | 2019 | 2031
NSTAR (Eversource) | 1657-2 | 115 | SOUTHAMPTON TAP | BUCK POND | MA | 5.88 | 1976 | 48 | 1272 ACSR | OH | N/A | DCMP | 54 | Steel |  | 2019 | 2031
NSTAR (Eversource) | 1657-3-NU | 115 | SOUTHAMPTON TAP | 1657 BORDER SOUTHAMPTON TAP (NU) / INGLESIDE (HGE) | MA | 5.88 | 1976 | 48 | 1272 ACSR | OH | N/A | DCMP | 17 | Steel |  | 2019 | 2031
NSTAR (Eversource) | 1768-NU-A | 115 | 1768 (A) NU CT/MA STATE LINE | SOUTH AGAWAM | MA |  |  |  | 556 ACSR | OH | N/A |  | 26 |  |  | 2020 | 2029
NSTAR (Eversource) | 1768-NU-C | 115 | 1768 (B) NU CT/MA STATE LINE | SOUTHWICK | MA |  |  |  | 556 ACSR | OH | N/A |  | 13 |  |  | 2020 | 2029
NSTAR (Eversource) | 1781-1 | 115 | SILVER 1781 TAP | SOUTH AGAWAM | MA | 11.4 | 2013 | 11 | 1272 ACSS | OH | N/A | SCMP | 11 | Steel |  | 2019 | 2029
NSTAR (Eversource) | 1781-2 | 115 | SILVER 1781 TAP | AGAWAM | MA | 11.4 | 2013 | 11 | 1272 ACSS | OH | N/A | SCMP | 22 | Steel |  | 2019 | 2029
NSTAR (Eversource) | 1782-1 | 115 | SILVER 1782 TAP | SOUTH AGAWAM | MA | 3.27 | 2013 | 11 | 1272 ACSS | OH | N/A | DCMP | 11 | Steel |  | 2019 | 2029
NSTAR (Eversource) | 1782-2 | 115 | SILVER 1782 TAP | AGAWAM | MA | 3.27 | 2013 | 11 | 1272 ACSS | OH | N/A | DCMP | 22 | Steel |  | 2019 | 2029
NSTAR (Eversource) | 1853-1 | 115 | GRANVILLE JCT | ATWATER 115KV | MA | 24.1 | 1961 | 63 | 556(D) ACSR | OH | N/A | SCHF | 220 | Steel |  | 2022 | 2032
NSTAR (Eversource) | 1853-2 | 115 | GRANVILLE JCT | SOUTHWICK | MA | 24.1 | 1961 | 63 | 556(D) ACSR | OH | N/A | SCHF | 220 | Steel |  | 2022 | 2032
NSTAR (Eversource) | 1853-3 | 115 | BLANFORD | GRANVILLE JCT | MA | 24.1 | 1961 | 63 | 556(D) ACSR | OH | N/A | SCHF | 220 | Steel |  | 2022 | 2032
NSTAR (Eversource) | 1858-NU-A | 115 | FRANCONIA | 1858 (A) CT/MA STATE LINE | MA | 37.67 | 1970 | 54 | 1272 ACSR | OH | N/A | SCHF | 17 | Steel |  | 2021 | 2029
NSTAR (Eversource) | 1858-NU-C | 115 | 1858 (B) CT/MA STATE LINE | 1858 (C ) CT/MA STATE LINE | MA | 37.67 | 1970 | 54 | 1272 ACSR | OH | N/A | SCHF | 2 | Steel |  | 2021 | 2029
NSTAR (Eversource) | 1858-NU-E | 115 | 1858 (D) CT/MA STATE LINE | SOUTH AGAWAM | MA | 37.67 | 1970 | 54 | 1272 ACSR | OH | N/A | SCHF | 19 | Steel |  | 2021 | 2029
NSTAR (Eversource) | 1904-NU | 115 | PIPER | 1904 BORDER PIPER (NU) / MEMORIAL (CHICOPEE) | MA | UKN/0.09 | UKN/2013 |  | UKN/5000 kcmil CU | OH/UG | N/A | N/A | 52 | N/A |  | 2020 | 2030
NSTAR (Eversource) | 191-1 | 115 | KINGSTON STA #735 | AUBURN STREET STA#451(NGRID STATION) | MA | 15.35 |  |  | 336.4 ACSR, 30/7 "Oriole" | OH | N/A |  | 127 | Wood
NSTAR (Eversource) | 1976-NU-B | 115 | 1976 BORDER SCITICO (NU) / W.HAMPDEN (NEP) | 1976 CT/MA STATE LINE | MA | 0.05 | 2014 | 10 | 1272 ACSR | OH | N/A | SCHF | 2 | Steel |  | 2019 | 2028
NSTAR (Eversource) | 201-501 / (D-130 NGRID end) | 115 | MEDWAY STA #65 | DEPOT STREET TAP 201-501(NOT STATION) | MA | 2.13 | 2012 | 12 | 954 ACSS, 54/7 "Cardinal" | OH | N/A |  | 8 | Steel
NSTAR (Eversource) | 211-503-2 | 115 | READING TAP 211-503(NOT STATION) | N. WOBURN TAP 211-503(NOT STATION) | MA | 1.2 |  |  | 795 AAC, 37 "Arbitus" | OH | N/A |  | 32 | Steel
NSTAR (Eversource) | 211-503-4 | 115 | READING MUNICIPAL STA#494 | READING TAP 211-503(NOT STATION) | MA | 2.49 |  |  | 795 ACSR, 54/7 "Condor" | OH | N/A |  | 11 | Wood
NSTAR (Eversource) | 211-504/N-140 (NGRID end) | 115 | N. WOBURN TAP 211-504(NOT STATION) | PINEHURST TAP (NGRID) | MA | 2.34 |  |  | 795 ACSR, 54/7 "Condor" | OH | N/A
NSTAR (Eversource) | 211-504/N-140 (NGRID end) | 115 | WOBURN STATION #211 | N. WOBURN TAP 211-504(NOT STATION) | MA | 3.8 | 1970 | 54 | 795 ACSR, 54/7 "Condor" | OH | N/A
NSTAR (Eversource) | 211-504-2 | 115 | READING TAP 211-504(NOT STATION) | N. WOBURN TAP 211-504(NOT STATION) | MA | 1.2 | 1975 | 49 | 795 AAC, 37 "Arbitus" | OH | N/A |  | 25 | Steel
NSTAR (Eversource) | 211-504-4 | 115 | READING MUNICIPAL STA#494 | READING TAP 211-504(NOT STATION) | MA | 2.49 |  |  | 795 ACSR, 54/7 "Condor" | OH | N/A |  | 23 | Steel
NSTAR (Eversource) | 211-508 | 115 | BURLINGTON STATION # 391 | WOBURN STA#211 | MA | 3.74 | 1953 | 71 | 1113 ACSS, 45/7 "Bluejay" | OH | N/A | SCHF | 46 | Wood
NSTAR (Eversource) | 211-514 | 115 | MYSTIC STATION #250 | WOBURN STA#211 | MA |  |  |  | 1250 kcmil HPFF | OH | N/A
NSTAR (Eversource) | 211-514X | 115 | MYSTIC STATION #248 | WOBURN STA#209 | MA |  |  |  | 1250 kcmil HPFF | UG |  | N/A | N/A | N/A | N/A
NSTAR (Eversource) | 211-514Y | 115 | MYSTIC STATION #249 | WOBURN STA#210 | MA |  |  |  | 1250 kcmil HPFF | UG |  | N/A | N/A | N/A | N/A
NSTAR (Eversource) | 240-508 | 115 | FRAMINGHAM STA #240 | SHERBORN STA#274 | MA | 1.51 | 1969 | 55 | 795 ACSR, 54/7 "Condor" | OH | N/A | SCHF | 23 | Wood
NSTAR (Eversource) | 240-510-1 | 115 | BAKER STREET STA#110 | NEEDHAM TAP 240-510(NOT STATION) | MA | 3.75 | 1969 | 55 | 954 AAC, 37 "Magnolia" | OH | N/A |  | 45 | Steel
NSTAR (Eversource) | 240-510-2 | 115 | FRAMINGHAM STA #240 | NEEDHAM TAP 240-510(NOT STATION) | MA | 1 | 2001 | 23 | 954 ACSS, 54/7 "Cardinal" | OH | N/A |  | 121 | Steel
NSTAR (Eversource) | 240-510-3 | 115 | NEEDHAM STA #148 | NEEDHAM TAP 240-510(NOT STATION) | MA | 8.2 | 2001 | 23 | 954 ACSS, 54/7 "Cardinal" | OH | N/A |  | 1 | Steel
NSTAR (Eversource) | 240-601 | 230 | FRAMINGHAM STA #240 | W.MEDWAY STA#446 | MA | 10.75 | 1968 | 56 | 1113 ACSR, 45/7 "Bluejay" | OH | N/A | DCLA | 65 | Steel
NSTAR (Eversource) | 274-509-1 | 115 | MEDWAY STA #65 | HOLLISTON TAP | MA | 5.59 |  |  | 954 ACSR, 54/7 "Cardinal" | OH | N/A |  | 77 | Steel
NSTAR (Eversource) | 274-509-2 | 115 | HOLLISTON TAP | SHERBORN STA#274 | MA | 3.71 |  |  | 955 ACSR, 54/7 "Cardinal" | OH | N/A |  | 51 | Wood
NSTAR (Eversource) | 282-507 | 115 | SUDBURY STA #342 | WALTHAM STA#282 | MA | 7.17 | 1952 | 72 | 954 ACSR, 54/7 "Cardinal" | OH | N/A | DCLA | 100 | Steel
NSTAR (Eversource) | 282-520-1 | 115 | ELECTRIC AVE STA.#315 | WATERTOWN | MA | 1.56 | 1967 | 57 | 1250 Cu | UG | Pipe-Type | N/A | N/A | N/A | N/A
NSTAR (Eversource) | 282-520-2 | 115 | WALTHAM STA #282 | WATERTOWN STA#467 | MA | 4.77 | 1967 | 57 | 1250 Cu | UG | Pipe-Type | N/A | N/A | N/A | N/A
NSTAR (Eversource) | 282-521-1 | 115 | ELECTRIC AVE STA.#315 | WATERTOWN | MA | 1.56 | 1967 | 57 | 1250 Cu | UG | Pipe-Type | N/A | N/A | N/A | N/A
NSTAR (Eversource) | 282-521-2 | 115 | WALTHAM STA #282 | WATERTOWN STA#467 | MA | 4.77 | 1967 | 57 | 1250 Cu | UG | Pipe-Type | N/A | N/A | N/A | N/A
NSTAR (Eversource) | 282-602 | 230 | SUDBURY STA #342 | WALTHAM STA #282 | MA | 7.12 | 1952 | 72 | 1113 ACSR, 45/7 "Bluejay" | OH | N/A | DCLA | 99 | Steel
NSTAR (Eversource) | 301-NU | 345 | LUDLOW | 301 BORDER CARPENTER HILL (NEP) / LUDLOW (NU) | MA | 2.99 | 1967 | 57 | 2156 ACSR | OH | N/A | SCHF | 25 | Steel |  | 2019 | 2028
NSTAR (Eversource) | 320-507-1 | 115 | TRAPELO ROAD STA #450 | WALTHAM STA#282 | MA | 2.76 | 2011 | 13 | 795 ACSS, 54/7 "Condor" | OH | N/A |  | 33 | Steel
NSTAR (Eversource) | 320-507-2 | 115 | TRAPELO ROAD STA #450 | LEXINGTON STA#320 | MA | 2.48 | 2011 | 13 | 795 ACSS, 54/7 "Condor" | OH | N/A |  | 29 | Steel
NSTAR (Eversource) | 320-508 | 115 | TRAPELO ROAD STA #450 | LEXINGTON STA#320 | MA | 2.49 | 1953 | 71 | 795 ACSS, 54/7 "Condor" | OH | N/A | SCHF | 31 | Wood
NSTAR (Eversource) | 3216-NU-C | 345 | 3216 BORDER NU CT/MA STATE LINE | AGAWAM | MA | 6.02 | 2012 | 12 | 2-1590 ACSS | OH | N/A | DCMP | 56 | Steel |  | 2019 | 2029
NSTAR (Eversource) | 329-512-1 | 115 | CARVER STREET STA #71 | SCOTIA STREET STA#492 | MA | 1.98 | 1962 | 62 | 1500 Cu | UG | Pipe-Type | N/A | N/A | N/A | N/A
NSTAR (Eversource) | 329-512-2 | 115 | BRIGHTON STA #329 | SCOTIA STREET STA#492 | MA | 2.88 | 1962 | 62 | 1500 Cu | UG | Pipe-Type | N/A | N/A | N/A | N/A
NSTAR (Eversource) | 329-513-1 | 115 | CARVER STREET STA #71 | SCOTIA STREET STA#492 | MA | 1.98 | 1967 | 57 | 1500 Cu | UG | Pipe-Type | N/A | N/A | N/A | N/A
NSTAR (Eversource) | 329-513-2 | 115 | BRIGHTON STA #329 | SCOTIA STREET STA#492 | MA | 2.88 | 1967 | 57 | 1500 Cu | UG | Pipe-Type | N/A | N/A | N/A | N/A
NSTAR (Eversource) | 329-520 | 115 | BRIGHTON STA #329 | ELECTRIC AVE STA.#315 | MA | 1.33 | 1967 | 57 | 1250 Cu | UG | Pipe-Type | N/A | N/A | N/A | N/A
NSTAR (Eversource) | 329-521 | 115 | BRIGHTON STA #329 | ELECTRIC AVE STA.#315 | MA | 1.33 | 1967 | 57 | 1250 Cu | UG | Pipe-Type | N/A | N/A | N/A | N/A
NSTAR (Eversource) | 329-530 | 115 | BRIGHTON STA #329 | BELMONT MUNI - BLAIR POND STA.#8021 | MA | 3.85 | 1974 | 50 | 2250 Cu | UG | Pipe-Type | N/A | N/A | N/A | N/A
NSTAR (Eversource) | 329-531 | 115 | BRIGHTON STA #329 | NORTH CAMBRIDGE STA#509 | MA | 2.85 | 1974 | 50 | 2250 Cu | UG | Pipe-Type | N/A | N/A | N/A | N/A
NSTAR (Eversource) | 336-1 | 345 | BLACKSTONE STA#309 | N.E.A BELLINGHAM TAP (NOT STATION) | MA |  |  |  | 2-900 ACSS | OH | N/A |  | 25
NSTAR (Eversource) | 336-2 | 345 | WEST MEDWAY STA#446 | NEA BELLINGHAM TAP (NOT STATION) | MA |  |  |  | 2-900 ACSS | OH | N/A |  | 44
NSTAR (Eversource) | 3419-NU-B | 345 | LUDLOW | 3419 NU CT/MA STATE LINE | MA |  | 1965 | 59 | 2156 ACSR | OH | N/A | SCHF | 110 | Steel |  | 2021 | 2028
NSTAR (Eversource) | 342-1 | 345 | JORDAN ROAD TAP (NOT STATION) | AUBURN STREET (NGRID) | MA |  |  |  | 2-1703 ACAR | OH | N/A
NSTAR (Eversource) | 342-2 | 345 | CANAL STA#980 | JORDAN ROAD TAP (NOT STATION) | MA |  |  |  | 2-1703 ACAR | OH | N/A
NSTAR (Eversource) | 342-3 | 345 | PILGRIM SWITCHYARD STA#650 | JORDAN ROAD TAP (NOT STATION) | MA |  |  |  | 2-1703 ACAR | OH | N/A
NSTAR (Eversource) | 342-507 | 115 | SPEEN ST FRAMINGHAM STA # 433 | SUDBURY STA#342 | MA | 0.98 | 1953 | 71 | 954 ACSS, 54/7 "Cardinal" | OH | N/A | SCHF | 12 | Wood
NSTAR (Eversource) | 342-603 | 230 | WEST MEDWAY STA#446 | SUDBURY STA #342 | MA | 17.48 | 1968 | 56 | 1113 ACSR, 45/7 "Bluejay" | OH | N/A | DCLA | 117 | Steel
NSTAR (Eversource) | 349X | 345 | MYSTIC STATION #250 | GOLDEN HILLS (NGRID) | MA | 6.28 | 1988 | 36 | 2000 Cu | UG | Pipe-Type | N/A | N/A | N/A | N/A
NSTAR (Eversource) | 349Y | 345 | MYSTIC STATION #250 | GOLDEN HILLS (NGRID) | MA | 6.28 | 1988 | 36 | 2500 Cu | UG | Pipe-Type | N/A | N/A | N/A | N/A
NSTAR (Eversource) | 381-NU-A | 345 | NORTHFIELD | 381 BORDER NORTHFIELD (NU) / MA/NH STATE LINE | MA |  |  |  | 2 x 954 ACSR | OH | N/A |  | 1 |  |  |  | 2026
NSTAR (Eversource) | 385-510-1 | 115 | HIGH STREET STA #53 | K STREET STA#385 | MA | 1.86 | 1976 | 48 | 3500 Al / 2250 Cu | UG | Pipe-Type | N/A | N/A | N/A | N/A
NSTAR (Eversource) | 385-510-2 | 115 | HIGH STREET STA #53 | KINGSTON STREET STA#514N | MA | 0.31 | 1989 | 35 | 3500 Al / 2250 Cu | UG | Pipe-Type | N/A | N/A | N/A | N/A
NSTAR (Eversource) | 385-510-3 | 115 | KINGSTON STREET STA#514T | KINGSTON STREET STA#514N | MA | 0.04 | 1976 | 48 | 3500 Al / 2250 Cu | UG | Pipe-Type | N/A | N/A | N/A | N/A
NSTAR (Eversource) | 385-511-1 | 115 | HIGH STREET STA #53 | K STREET STA#385 | MA | 1.86 | 1976 | 48 | 3500 Al / 2250 Cu | UG | Pipe-Type | N/A | N/A | N/A | N/A
NSTAR (Eversource) | 385-511-2 | 115 | HIGH STREET STA #53 | KINGSTON STREET STA#514N | MA | 0.31 | 1989 | 35 | 3500 Al / 2250 Cu | UG | Pipe-Type | N/A | N/A | N/A | N/A
NSTAR (Eversource) | 385-511-3 | 115 | KINGSTON STREET STA#514T | KINGSTON STREET STA#514N | MA | 0.04 | 1976 | 48 | 3500 Al / 2250 Cu | UG | Pipe-Type | N/A | N/A | N/A | N/A
NSTAR (Eversource) | 385-512 | 115 | K ST STA#385 | KINGSTON STREET STA#514T | MA | 2.31 | 1965 | 59 | 2250 Cu | UG | Pipe-Type | N/A | N/A | N/A | N/A
NSTAR (Eversource) | 385-513 | 115 | K ST STA#385 | KINGSTON STREET STA#514T | MA | 2.35 | 1965 | 59 | 2250 Cu | UG | Pipe-Type | N/A | N/A | N/A | N/A
NSTAR (Eversource) | 391-508 | 115 | BURLINGTON STATION # 391 | HARTWELL STA#533 | MA | 2.64 | 1953 | 71 | 1113 ACSR, 45/7 "Bluejay" | OH | N/A | SCHF | 35 | Steel
NSTAR (Eversource) | 393-NU | 345 | BERKSHIRE 18C | 393 BORDER BERKSHIRE (NU) / ALPS (NIMO) | MA | 14.6 | 1970 | 54 | 2-954 ACSR | OH | N/A | SCHF | 129 | Steel |  | 2019 | 2024
NSTAR (Eversource) | 433-507 | 115 | FRAMINGHAM STA #240 | SPEEN STREET STA#433 | MA | 4.26 | 1983 | 41 | 1113 ACSR | OH | N/A | SCMP | 54 | Steel
NSTAR (Eversource) | 447-502-1 | 115 | NORWOOD | SHARON | MA | 0.62 | 2018 | 6 | 954 ACSS, 54/7 "Cardinal" | OH | N/A |  | 15 | Steel
NSTAR (Eversource) | 447-502-3 | 115 | WALPOLE | NORWOOD | MA | 4.11 | 2018 | 6 | 954 ACSS, 54/7 "Cardinal" | OH | N/A |  | 19 | Steel
NSTAR (Eversource) | 447-502-4 | 115 | WALPOLE | WEST WALPOLE | MA |  |  |  | 795 ACSR | OH | N/A
NSTAR (Eversource) | 447-508-3 | 115 | WALPOLE STA #146 | SHARON | MA | 4.71 |  |  | 795 ACSR, 54/7 "Condor" | OH | N/A |  | 2 | Steel
NSTAR (Eversource) | 447-508-4 | 115 | WALPOLE STA #146 | WEST WALPOLE STA#447 | MA | 0.64 | 2018 | 6 | 795 ACSR, 54/7 "Condor" | OH | N/A |  |  | Steel
NSTAR (Eversource) | 447-509-2 | 115 | NORWOOD | SHARON | MA | 0.55 |  |  | 795 ACSR, 54/7 "Condor" | OH | N/A
NSTAR (Eversource) | 447-509-3 | 115 | WALPOLE STA #146 | NORWOOD TAP 447-509 (NOT STATION) | MA | 4.16 |  |  | 795 ACSR, 54/7 "Condor" | OH | N/A |  | 13 | Steel
NSTAR (Eversource) | 447-509-4 | 115 | WALPOLE STA #146 | WEST WALPOLE STA#447 | MA | 0.65 |  |  | 795 ACSR, 54/7 "Condor" | OH | N/A |  | 45 | Wood
NSTAR (Eversource) | 450-508 | 115 | TRAPELO ROAD STA #450 | WALTHAM STA#282 | MA | 2.66 | 1953 | 71 | 795 ACSS, 54/7 "Condor" | OH | N/A | SCHF | 33 | Wood
NSTAR (Eversource) | 451-536 | 115 | HOLBROOK STA #478 | HOLBROOK TAP (NOT STATION) | MA | 1.11 | 1972 | 52 | 1590 ACSR, 54/19 "Falcon" | OH | N/A | DCMP | 25 | Steel
NSTAR (Eversource) | 451-536-2 | 115 | HOLBROOK TAP (NOT A STATION) | AUBURN STREET STA#451(NGRID STATION) | MA | 5.12 | 1972 | 52 | 1590 ACSR, 54/19 "Falcon" | OH | N/A |  | 21 | Wood
NSTAR (Eversource) | 455-507 | 115 | SHERBORN STA #274 | WEST FRAMINGHAM STA#455 | MA | 5.74 | 1971 | 53 | 795 ACSR | OH | N/A | SCMP | 98 | Steel
NSTAR (Eversource) | 456-522 | 115 | DOVER STA #456 | WEST WALPOLE STA#447 | MA | 5.64 | 1968 | 56 | 795 AAC, 37 "Arbitus" | OH | N/A | SCHF | 72 | Wood
NSTAR (Eversource) | 478-502 | 115 | HOLBROOK STA #478 | SWIFT BEACH TAP (NOT A STATION) | MA | 1.06 | 1925 | 99 | 636 MCM ACSR | OH | N/A | DCLA | 5 | Steel
NSTAR (Eversource) | 478-502-1 | 115 | EDGAR STA #150 | SWIFT BEACH TAP (NOT A STATION) | MA | 0.98 |  |  | 636 ACSS, 26/7 "Grosbeak" | OH | N/A |  | 14 | Wood
NSTAR (Eversource) | 478-503-1 | 115 | EDGAR STA #150 | EAST WEYMOUTH TAP 478-503(NOT A STATION) | MA | 0.98 |  |  | 636 ACSS, 26/7 "Grosbeak" | OH | N/A |  | 19 | Steel
NSTAR (Eversource) | 478-503-3 | 115 | HOLBROOK STA #478 | EAST WEYMOUTH TAP 478-503(NOT A STATION) | MA | 4.99 |  |  | 556.5 ACSS, 26/7 "Dove" | OH | N/A |  | 17 | Wood
NSTAR (Eversource) | 478-508-1 | 115 | EDGAR STA #150 | EAST WEYMOUTH TAP 478-508 (NOT A STATION) | MA | 0.98 |  |  | 795 ACSR, 54/7 "Condor" | OH | N/A |  | 44 | Steel
NSTAR (Eversource) | 478-508-3 | 115 | HOLBROOK STA #478 | EAST WEYMOUTH TAP 478-508 (NOT A STATION) | MA | 4.99 |  |  | 795 ACSR, 54/7 "Condor" | OH | N/A |  | 8 | Wood
NSTAR (Eversource) | 478-509-1 | 115 | EDGAR STA #150 | MID WEYMOUTH TAP (NOT A STATION) | MA | 2.75 |  |  | 795 ACSR, 54/7 "Condor" | OH | N/A |  | 14 | Wood
NSTAR (Eversource) | 478-509-2 | 115 | HOLBROOK STA #478 | GROVE STREET TAP (NOT STATION) | MA | 1.73 |  |  | 795 ACSR, 54/7 "Condor" | OH | N/A |  | 11 | Steel
NSTAR (Eversource) | 478-509-3 | 115 | MID WEYMOUTH TAP (NOT A STATION) | GROVE STREET TAP (NOT STATION) | MA | 1.49 |  |  | 795 ACSR, 54/7 "Condor" | OH | N/A |  | 110 | Steel
NSTAR (Eversource) | 496-528 | 115 | BAKER STREET STA#110 | HYDE PARK STA#496 | MA | 3.51 | 1974 | 50 | 3500 Al | UG | Pipe-Type | N/A | N/A | N/A | N/A
NSTAR (Eversource) | 496-529 | 115 | BAKER STREET STA#110 | HYDE PARK STA#496 | MA | 3.56 | 1974 | 50 | 3500 Al | UG | Pipe-Type | N/A | N/A | N/A | N/A
NSTAR (Eversource) | 509-530 | 115 | BELMONT MUNI - BLAIR POND STA.#8021 | NORTH CAMBRIDGE STA#509 | MA | 1 | 2014 | 10 | 2500 Cu | UG | Pipe-Type | N/A | N/A | N/A | N/A
NSTAR (Eversource) | 514-510 | 115 | COLBURN STREET STA #350 | KINGSTON STREET STA#514T | MA | 3.6 | 1976 | 48 | 3500 Al | UG | Pipe-Type | N/A | N/A | N/A | N/A
NSTAR (Eversource) | 514-511 | 115 | COLBURN STREET STA #350 | KINGSTON STREET STA#514T | MA | 1.1 | 1965 | 59 | 3500 Al | UG | Pipe-Type | N/A | N/A | N/A | N/A
NSTAR (Eversource) | 514-512 | 115 | KINGSTON STREET STA#514T | CARVER STREET STA#71 | MA | 1.1 | 1965 | 59 | 2250 Cu | UG | Pipe-Type | N/A | N/A | N/A | N/A
NSTAR (Eversource) | 514-513 | 115 | KINGSTON STREET STA#514T | CARVER STREET STA#71 | MA | 0.1 | 2016 | 8 | 2250 Cu | UG | Solid Dielectric | N/A | N/A | N/A | N/A
NSTAR (Eversource) | 533-508 | 115 | HARTWELL AVE LEXINGTON STA #533 | LEXINGTON STA#320 | MA | 1.89 | 1953 | 71 | 1113 ACSR, 45/7 "Bluejay" | OH | N/A | SCHF | 24 | Wood
NSTAR (Eversource) | 65-502 | 115 | MEDWAY STA #65 | WEST WALPOLE STA#447 | MA | 9.31 | 1925 | 99 | 556.5 ACSS, 26/7 "Dove" | OH | N/A | SCLA | 72 | Steel
NSTAR (Eversource) | 65-508 | 115 | MEDWAY STA #65 | WEST WALPOLE STA#447 | MA | 9.33 | 1953 | 71 | 556.5 ACSS, 26/7 "Dove" | OH | N/A | SCHF | 116 | Wood
NSTAR (Eversource) | D 21 | 115 | BELL ROCK STA # 661(NGRID) | HIGH HILL STA#644 | MA | 1.38 | 2013 | 11 | 1590 ACSR, 54/19 "Falcon" | OH | N/A |  | 76 | Steel
NSTAR (Eversource) | F132-1 | 115 | PARTRIDGE TAP | DOREEN NORTH | MA | 6.65 | 1970 | 54 | 1272 ACSR | OH | N/A | SCHF | 33 | Steel
NSTAR (Eversource) | F132-2-NU | 115 | PARTRIDGE TAP | F-132 BORDER ADAMS (NEP) / PARTRIDGE (NU) | MA | 6.65 | 1970 | 54 | 1272 ACSR | OH | N/A | SCHF | 28 | Steel |  | 2021 | 2034
NSTAR (Eversource) | X176-1-NU | 115 | LUDLOW | X-176 BORDER LUDLOW (NU) / THORNDIKE (NEP) | MA | 2.92 | 1959 | 65 | 1272 ACSS | OH | N/A | SCHF | 51 | Steel |  | 2019 | 2028
NSTAR (Eversource) | Y177-1-NU | 115 | MONTAGUE | Y-177 BORDER MONTAGUE (NU) / MASS YANKEE/SHERMAN (NEP) | MA |  |  |  | 795 AL & ACSR
NSTAR (Eversource)/Braintree | 478-502-4 | 115 | SWIFT BEACH TAP (NOT A STATION) | SWIFT BEACH #11 (BRAINTREE MUNICIPAL) | MA | 4.99 |  |  | 556.5 ACSS, 26/7 "Dove" | OH | N/A |  | 37 | Steel
NSTAR (Eversource)/Braintree | 478-509-4 | 115 | GROVE STREET STA#476 (BRAINTREE MUNICIPAL) | GROVE STREET TAP (NOT STATION) | MA |  |  |  | 636 MCM ACSR | OH | N/A
NSTAR (Eversource)/New England Power | 128-518 | 115 | CHELSEA STA #488 | REVERE STA#128 (NGRID) | MA | 0.82 | 1966 | 58 | 795 ACSS, 54/7 "Condor" | OH | N/A | SCMP | 13 | Steel
NSTAR (Eversource)/New England Power | 201-502/C-129N-2 (NSTAR section) | 115 | DEPOT STREET TAP | BEAVER POND STA #344 | MA | 2.13 | 2012 | 12 | 954 ACSS, 54/7 "Cardinal" | OH | N/A |  | 43 | Steel
NSTAR (Eversource)/New England Power | 211-503/M-139 ( NGRID end) | 115 | N. WOBURN TAP 211-503(NOT STATION) | PINEHURST TAP (NGRID) | MA | 2.34 | 1970 | 54 | 954 ACSS, 54/7 "Cardinal" | OH | N/A |  |  | Wood
NSTAR (Eversource)/New England Power | 211-503/M-139 ( NGRID end) | 115 | WOBURN STATION #211 | N. WOBURN TAP 211-503(NOT STATION) | MA | 3.86 | 1975 | 49 | 795 ACSR, 54/7 "Condor" | OH | N/A |  |  | Wood
NSTAR (Eversource)/New England Power | 423-515/ O-167(Mystic to OH/UG transition) | 115 | MYSTIC STATION #250 | EVERETT STA#423(NGRID) | MA |  |  |  | 1250 Cu, 1-2250 Cu | OH/UG |  | N/A | N/A | N/A | N/A
NSTAR (Eversource)/New England Power | 488-518-1 | 115 | MYSTIC STA#250 | HENDERSONVILLE | MA | 1.15 |  |  | 795 ACSS, 54/7 "Condor" | OH | N/A |  | 44 | Steel
NSTAR (Eversource)/New England Power | 488-518-2 | 115 | HENDERSONVILLE | CHELSEA STA #488 | MA | 1.15 |  |  | 795 ACSS, 54/7 "Condor" | OH | N/A |  | 44 | Steel
NSTAR (Eversource)/New England Power | 488-519 | 115 | CHELSEA STA #488 | MYSTIC STA#250 | MA | 3.35 | 2022 | 2 | 3500 XLPE | UG | Solid Dielectric | N/A | N/A | N/A | N/A
NSTAR (Eversource)/New England Power | 513-507/ D-156 (NGRID end) | 115 | WEST FRAMINGHAM STA #455 | NORTHBORO ROAD STA#513 (NGRID) | MA | 3.6 | 1976 | 48 | 795 ACSR | UG | Pipe-Type | N/A | N/A | N/A | N/A
PSNH (Eversource) | 307 | 345 | DEERFIELD NH | ELIOT ME | NH | 19.25 | 1972 | 52 | 1113 ACSR 54/19 | OH | N/A | SCHF | 148 | Steel | 17.6 | 2023 | 2024
PSNH (Eversource) | 363 | 345 | SCOBIE POND | 363 BORDER SEABROOK (NHT) / SCOBIE (NU) | NH | 29.76 | 1982 | 42 | 2156 ACSR 84/19 | OH | N/A | SCHF | 234 | Steel | 0 | 2023 | 2024
PSNH (Eversource) | 367 | 345 | AMHERST NH | FITZWILLIAM | NH | 33.49 | 1970 | 54 | 850 ACSR 45/7 | OH | N/A | SCHF | 283 | Wood | 54.4 | 2023 | 2024
PSNH (Eversource) | 373 | 345 | DEERFIELD NH | SCOBIE POND | NH | 18.84 | 1969 | 55 | 850 ACSR 45/7 | OH | N/A | SCHF | 180 | Steel | 43.3 | 2023 | 2024
PSNH (Eversource) | 380 | 345 | SCOBIE POND | EAGLE | NH | 9.66 | 1970 | 54 | 850 ACSR 45/7 | OH | N/A | SCHF | 93 | Wood | 57 | 2023 | 2024
PSNH (Eversource) | 3124 | 345 | TEWKSBURY (NEP) | SCOBIE | NH | 9.83 | 2017 | 7 | 1590 ACSS 54/19 | OH | N/A | SCHF | 89 | Steel | 100 | 2023 | 2024
PSNH (Eversource) | 3135 | 345 | NEWINGTON NH | TIMBER SWAMP | NH | 12.78 | 1978 | 46 | 1113 ACSR 54/19 | OH | N/A | SCHF | 106 | Steel | 0 | 2023 | 2024
PSNH (Eversource) | 3176 | 345 | NEWINGTON NH | ELIOT ME | NH | 6.5 | 1972 | 52 | 1113 ACSR 54/19 | OH | N/A | SCHF | 49 | Steel | 36.7 | 2023 | 2024
PSNH (Eversource) | 3195 | 345 | EAGLE | AMHERST NH | NH | 6.57 | 1970 | 54 | 850 ACSR 45/7 | OH | N/A | SCHF | 59 | Steel | 22 | 2023 | 2024
PSNH (Eversource) | 3022-NU | 345 | ELIOT ME | 3022 BORDER MAGUIRE (CMP) / ELIOT ME (PSNH/NU) | NH | 0.15 | 2014 | 10 | 1590 ACSR 45/7 | OH | N/A | SCHF | 3 | Steel | 100 | 2023 | 2024
PSNH (Eversource) | 326-1 | 345 | SCOBIE POND | SCOBIE POND | NH | 10.79 | 1970 | 54 | 850 ACSR 45/7 | OH | N/A | SCHF | 168 | Wood | 42.9 | 2023 | 2024
PSNH (Eversource) | 326-2-NU | 345 | LAWRENCE RD | 326 BORDER SANDY POND (NEP) / LAWRENCE (PSNH) | NH | 7.5 | 1970 | 54 | 850 ACSR 45/7 | OH | N/A | SCHF | 69 | Wood | 42.9 | 2023 | 2024
PSNH (Eversource) | 363-1 | 345 | SEABROOK | BROWNS RIVER | NH | 0.1 | 1982 | 42 | 2-2156 ACSR 84/19 | OH | N/A | SCMP | 1 | Steel | 0 | 2023 | 2024
PSNH (Eversource) | 363-2 | 345 | BROWNS RIVER | SCOBIE | NH | 29.36 | 1982 | 42 | 2-2156 ACSR 84/20 | OH | N/A | SCHF | 231 | Steel | 97 | 2023 | 2024
PSNH (Eversource) | 369-NU | 345 | 369 BORDER SEABROOK (NHT) / TIMBER (NU) | TIMBER SWAMP | NH | 4.22 | 1980 | 44 | 1113 ACSR 54/19 | OH | N/A | SCHF | 31 | Steel | 0 | 2023 | 2024
PSNH (Eversource) | 379-NU | 345 | FITZWILLIAM | 379 BORDER FITZWILLIAM (NU) / VERNON VT (VELCO) | NH | 20.32 | 1970 | 54 | 850 ACSR 45/7 | OH | N/A | SCHF | 175 | Steel | 46 | 2023 | 2024
PSNH (Eversource) | 381-NU-B | 345 | 381 BORDER NORTHFIELD (NU) / MA/NH STATE LINE | 381 BORDER VERNON VT (VELCO) / NH/VT STATE LINE | NH | 10.71 | 1969 | 55 | 850 ACSR 45/7 | OH | N/A | SCHF | 96 | Wood | 25 | 2023 | 2024
PSNH (Eversource) | 385-NU | 345 | DEERFIELD NH | 385 BORDER BUXTON (CMP) / DEERFLD (PSNH) | NH | 18.69 | 1970 | 54 | 850 ACSR 45/7 | OH | N/A | SCHF | 171 | Wood | 57.3 | 2023 | 2024
PSNH (Eversource) | 391-NU | 345 | 391 BORDER BUXTON (CMP) / SCOBIE (PSNH) | SCOBIE POND | NH | 37.12 | 1980 | 44 | 850 ACSR 45/7 | OH | N/A | SCHF | 337 | Wood | 51 | 2023 | 2024
PSNH (Eversource) | 394-1-NU | 345 | 394 BORDER SEABROOK (NHT) / NU BORDER | 394 NU BORDER / WEST AMESBURY (NGRID) | NH | 7.7 |  |  | 2156 ACSR 84/19 | OH | N/A | SCHF | 61 | Steel | 0 | 2023 | 2024
PSNH (Eversource) | A111 | 115 | PEMIGEWASSET | WEBSTER NH | NH | 10.58 | 1953 | 71 | 1272 ACSS 54/19 | OH | N/A | SCHF | 119 | Steel | 0 | 2023 | 2025
PSNH (Eversource) | A126 | 115 | OCEAN RD E194 | BRENTWOOD NH | NH | 15.54 | 1975 | 49 | 477 ACSR 26/7 | OH | N/A | SCHF | 186 | Wood | 66.7 | 2022 | 2024
PSNH (Eversource) | A152-1 | 115 | EMERALD (KEENE NH) | SWANZEY TAP | NH | 4.78 | 1966 | 58 | 1590 ACSR 45/7 | OH | N/A | SCMP | 71 | Wood | 61.8 | 2023 | 2024
PSNH (Eversource) | A152-2A | 115 | SWANZEY TAP | WESTPORT | NH | 6.98 | 1966 | 58 | 1590 ACSR 45/7 | OH | N/A | SCMP | 106 | Wood | 61.8 | 2023 | 2024
PSNH (Eversource) | A152-2B | 115 | WESTPORT | CHESTNUT HILL (NH) | NH | 5.21 | 1966 | 58 | 1590 ACSR 45/7 | OH | N/A | SCMP | 66 | Wood | 61.8 | 2023 | 2024
PSNH (Eversource) | A164 | 115 | WEARE | JACKMAN | NH | 15.51 | 2008 | 16 | 1590 ACSR 45/7 | OH | N/A | SCMP | 187 | Wood | 91.4 | 2023 | 2025
PSNH (Eversource) | A184 | 115 | SCOBIE | PULPIT ROCK | NH | 6.27 | 2015 | 9 | 1272 ACSS 45/7 | OH | N/A | SCMP | 74 | Steel | 100 | 2023 | 2024
PSNH (Eversource) | A253-NU | 230 | MERRIMACK | A253 BORDER MERRIMACK (PSNH) / DUNBARTON TAP (NEP) | NH | 8.46 | 1966 | 58 | 795 ACSR 36/1 | OH | N/A | SCHF | 107 | Steel | 67.3 | 2023 | 2024
PSNH (Eversource) | B112-1 | 115 | TAMWORTH F190 TAP | BEEBE RIVER | NH | 22.53 | 1956 | 68 | 336 ACSR 26/7 | OH | N/A | SCHF | 270 | Wood | 95.2 | 2023 | 2025
PSNH (Eversource) | B112-2 | 115 | TAMWORTH F190 TAP | WHITE LAKE | NH | 0.3 | 1966 | 58 | 336 ACSR 26/7 | OH | N/A | SCHF | 3 | Wood | 100 | 2023 | 2025
PSNH (Eversource) | B143 | 115 | GREGGS | REEDS FERRY | NH | 11.14 | 1966 | 58 | 795 ACSR 26/7 | OH | N/A | SCHF | 154 | Wood | 83.8 | 2023 | 2024
PSNH (Eversource) | B154 | 115 | EAGLE | EAGLE | NH | 0.07 | 2016 | 8 | 1590 ACSR 45/7 | OH | N/A | SCMP | 1 | Steel | 100 | 2023 | 2024
PSNH (Eversource) | B172 | 115 | B172 TAP | PULPIT ROCK | NH | 6.12 | 2012 | 12 | 336 ACSR 26/7 | OH | N/A | SCHF | 69 | Wood | 76.8 | 2023 | 2024
PSNH (Eversource) | B172-1 | 115 | SCOBIE POND | B172 TAP | NH | 0.12 | 1950 | 74 | 1590 ACSR 45/7 | OH | N/A | SCHF |  | Wood |  | 2023 | 2024
PSNH (Eversource) | C-129 | 115 | DEERFIELD NH | EASTPORT NH | NH | 20.22 | 1950 | 74 | 795 ACSR 36/1 | OH | N/A | SCHF | 154 | Wood | 83.8 | 2023 | 2024
PSNH (Eversource) | C189 | 115 | FARMWOOD, NH | CURTISVILLE | NH | 4.28 | 2007 | 17 | 1590 ACSR 45/7 | OH | N/A | SCLA | 53 | Wood | 86.8 | 2023 | 2025
PSNH (Eversource) | C196 | 115 | MERRIMACK BUS 2 | GREGGS | NH | 10.75 | 1968 | 56 | 795 ACSR 36/1 | OH | N/A | SCHF | 143 | Steel | 96.5 | 2023 | 2024
PSNH (Eversource) | D108 | 115 | NORTH KEENE | EMERALD (KEENE NH) | NH | 15.12 | 1954 | 70 | 336 ACSR 26/7 | OH | N/A | SCHF | 22 | Wood | 95.5 | 2023 | 2024
PSNH (Eversource) | D118 | 115 | DEERFIELD NH | PINE HILL | NH | 11.31 | 1954 | 70 | 1272 ACSS 45/7 | OH | N/A | SCMP | 168 | Steel | 0 | 2023 | 2024
PSNH (Eversource) | D121 | 115 | MERRIMACK BUS 1 | EDDY | NH | 11.3 | 1957 | 67 | 795 ACSR 36/1 | OH | N/A | SCHF | 153 | Wood | 92.2 | 2023 | 2024
PSNH (Eversource) | E115-1 | 115 | HUCKINS HILL | ASHLAND NH TAP | NH | 8.08 | 1953 | 71 | 1272 ACSS 54/19 | OH | N/A | SCHF | 177 | Steel | 0 | 2023 | 2025
PSNH (Eversource) | E115-2 | 115 | PEMIGEWASSET | ASHLAND NH TAP | NH | 5.5 | 1953 | 71 | 1272 ACSS 54/19 | OH | N/A | SCHF |  | Steel |  | 2023 | 2025
PSNH (Eversource) | E194 | 115 | SCHILLER | OCEAN RD E194 | NH | 12.9 | 1952 | 72 | 477 ACSR 26/7 | OH | N/A | SCHF | 71 | Wood | 69 | 2023 | 2024
PSNH (Eversource) | F107 | 115 | MADBURY | PORTSMOUTH | NH | 10.46 | 2017 | 7 | 1590 ACSR 45/7 | OH | N/A | DCMP | 145 | Steel | 100 | 2023 | 2025
PSNH (Eversource) | F139 | 115 | FARMWOOD, NH | WEBSTER NH | NH | 14.56 | 1966 | 58 | 795 ACSR 36/1 | OH | N/A | SCHF | 193 | Wood | 75.1 | 2022 | 2024
PSNH (Eversource) | F162 | 115 | GREGGS REACTOR | WEARE | NH | 5.03 | 2008 | 16 | 1590 ACSR 45/7 | OH | N/A | SCHF | 64 | Wood | 93.8 | 2023 | 2024
PSNH (Eversource) | G128 | 115 | MADBURY | EASTPORT NH | NH | 14.99 | 1978 | 46 | 1272 ACSR 45/7 | OH | N/A | SCMP | 165 | Wood | 51.5 | 2023 | 2025
PSNH (Eversource) | G146 | 115 | GARVINS | DEERFIELD NH | NH | 18.14 | 2003 | 21 | 1272 ACSR 45/7 | OH | N/A | SCMP | 185 | Wood | 98.9 | 2023 | 2024
PSNH (Eversource) | H123-1 | 115 | MILFORD NH H123/W157 TAP | EAGLE NH | NH | 2.89 | 1966 | 58 | 795 ACSR 36/1 | OH | N/A | SCHF | 41 | Steel | 72.2 | 2022 | 2024
PSNH (Eversource) | H123-2 | 115 | REEDS FERRY | MILFORD NH H123/W157 TAP | NH | 0.97 | 1966 | 58 | 795 ACSR 36/1 | OH | N/A | SCHF | 14 | Steel | 72.2 | 2022 | 2024
PSNH (Eversource) | H137 | 115 | GARVINS | MERRIMACK BUS 1 | NH | 2.66 | 2013 | 11 | 1272 ACSS 45/7 | OH | N/A | SCMP | 32 | Steel | 96.9 | 2023 | 2024
PSNH (Eversource) | H141-1 | 115 | PULPIT ROCK | PEASLEE TAP | NH | 4.95 | 1950 | 74 | 336 ACSR 26/7 | OH | N/A | SCHF | 160 | Wood | 82.4 | 2022 | 2024
PSNH (Eversource) | H141-2 | 115 | PEASLEE TAP | GREAT BAY | NH | 14.27 | 1950 | 74 | 336 ACSR 26/7 | OH | N/A | SCHF | 56 | Wood | 82.4 | 2022 | 2024
PSNH (Eversource) | I135N-4 | 115 | MONADNOCK | MONADNOCK TAP 135 (NEP) | NH | 0 | 2002 | 22 | 795 ACSR | OH | N/A | SCHF | 2 |  |  | 2023 | 2024
PSNH (Eversource) | I158 | 115 | SCOBIE POND | HUSE RD | NH | 6.11 | 2002 | 22 | 1272 ACSR 45/7 | OH | N/A | SCHF | 81 | Wood | 91.4 | 2023 | 2024
PSNH (Eversource) | J114 | 115 | RIMMON | GREGGS | NH | 3.76 | 1960 | 64 | 795 ACSR 36/1 | OH | N/A | SCHF | 49 | Wood | 100 | 2023 | 2024
PSNH (Eversource) | J147 | 115 | PEASLEE | PEASLEE TAP | NH | 5.3 | 1978 | 46 | 795 ACSR 26/7 | OH | N/A | SCMP | 64 | Steel | 45.3 | 2023 | 2025
PSNH (Eversource) | K105 | 115 | NORTH MERRIMACK | GREGGS | NH | 10.84 | 2002 | 22 | 1272 ACSR 45/7 | OH | N/A | SCMP | 112 | Wood | 72.3 | 2023 | 2024
PSNH (Eversource) | K165-1 | 115 | BRIDGE TAP | POWER ST | NH | 1.13 | 1973 | 51 | 1590 ACSR 45/7 | OH | N/A | SCHF | 17 | Steel | 0 | 2023 | 2025
PSNH (Eversource) | K165-2 | 115 | EAGLE NH | BRIDGE TAP | NH | 4.57 | 1973 | 51 | 1590 ACSR 45/7 | OH | N/A | SCHF | 52 | Steel | 64.7 | 2023 | 2025
PSNH (Eversource) | K174-NU | 115 | NORTH RD | K174 BORDER ASCUTNEY (VELCO) / NORTH RD (PSNH) | NH | 16.16 | 1967 | 57 | 795 ACSR 26/7 | OH | N/A | SCHF | 204 | Wood | 64.7 | 2022 | 2024
PSNH (Eversource) | L163 | 115 | NORTH KEENE | TUTTLE HILL | NH | 19.3 | 1954 | 70 | 336 ACSR 26/7 | OH | N/A | SCHF | 302 | Wood | 73.8 | 2022 | 2024
PSNH (Eversource) | L175 | 115 | MADBURY | DEERFIELD NH | NH | 12.94 | 2009 | 15 | 1590 ACSR 45/7 | OH | N/A | SCMP | 145 | Wood | 71 | 2023 | 2024
PSNH (Eversource) | M108 | 115 | CURTISVILLE | GARVINS | NH | 5.51 | 2007 | 17 | 1590 ACSR 45/7 | OH | N/A | SCLA | 63 | Wood | 69.8 | 2023 | 2025
PSNH (Eversource) | M127 | 115 | WEBSTER NH | NORTH RD | NH | 25.77 | 1967 | 57 | 795 ACSR 36/1 | OH | N/A | SCHF | 339 | Wood | 92.6 | 2022 | 2024
PSNH (Eversource) | M164 | 115 | BEDFORD | HUSE RD | NH | 2.12 | 2005 | 19 | 1272 ACSR 45/7 | OH | N/A | SCMP | 46 | Wood | 80.4 | 2023 | 2024
PSNH (Eversource) | M183 | 115 | COCHECO ST | MADBURY | NH | 6.89 | 1971 | 53 | 795 ACSR 36/1 | OH | N/A | SCHF | 91 | Wood | 92.3 | 2022 | 2024
PSNH (Eversource) | N133-1 | 115 | SCHILLER | BOLT HILL | NH | 1.85 | 1967 | 57 | 795 ACSR 36/1 | OH | N/A | SCHF | 15 | Wood | 69.9 | 2023 | 2024
PSNH (Eversource) | N133-2 | 115 | BOLT HILL | THREE RIVERS N133/K250 | NH | 4.46 | 1967 | 57 | 795 ACSR 36/1 | OH | N/A | SCHF | 58 | Wood | 69.9 | 2023 | 2024
PSNH (Eversource) | N186-2 | 115 | CHESTNUT HILL (NH) | VERNON RD TAP (N186 PSNH/NGRID BORDER) | NH | 1.22 | 1966 | 58 | 795 ACSR 36/1 | OH | N/A | SCHF | 21 | Wood | 47.6 | 2023 | 2024
PSNH (Eversource) | O161 | 115 | GREGGS | PINE HILL | NH | 6.94 | 1974 | 50 | 795 ACSR 26/7 | OH | N/A | SCMP | 74 | Steel | 20.3 | 2023 | 2024
PSNH (Eversource) | P106 | 115 | RIMMON | EDDY | NH | 1.69 | 1960 | 64 | 795 ACSR 36/1 | OH | N/A | SCHF | 23 | Wood | 95.7 | 2022 | 2024
PSNH (Eversource) | P145 | 115 | OAK HILL | MERRIMACK BUS 3 | NH | 12.5 | 1966 | 58 | 1272 ACSS 54/19 | OH | N/A | SCHF | 164 | Steel | 98.8 | 2023 | 2024
PSNH (Eversource) | Q166 | 115 | MONADNOCK | FITZWILLIAM | NH | 2.5 | 1905 | 119 | 1272 ACSS 54/19 | OH | N/A | Custom | 40 | Steel | 2.5 | 2023 | 2024
PSNH (Eversource) | Q171 | 115 | MERRIMACK BUS 3 | GREGGS | NH | 10.79 | 1966 | 58 | 795 ACSR 36/1 | OH | N/A | SCHF | 140 | Wood | 92.9 | 2023 | 2024
PSNH (Eversource) | Q195-1 | 115 | Q195 TAP | WHITEFIELD | NH | 16.13 | 1958 | 66 | 477 ACSR 18/1 | OH | N/A | SCHF | 214 | Wood | 100 | 2023 | 2024
PSNH (Eversource) | Q195-2-NU | 115 | Q195 TAP | Q195 BORDER MOORE (NEP) / Q-195 TAP (PSNH) | NH | 0.19 | 1958 | 66 | 477 ACSR 18/1 | OH | N/A | SCHF |  | Wood |  | 2023 | 2024
PSNH (Eversource) | Q195-3 | 115 | LITTLETON NH | Q195 TAP | NH | 1.12 | 1958 | 66 | 795 ACSR 26/7 | OH | N/A | SCHF | 14 | Wood | 100 | 2023 | 2024
PSNH (Eversource) | R169 | 115 | THREE RIVERS R169/K197 | COCHECO ST | NH | 3 | 2001 | 23 | 1272 ACSR 45/7 | OH | N/A | SCLA | 30 | Wood | 70 | 2023 | 2024
PSNH (Eversource) | R187 | 115 | MAMMOTH RD | SCOBIE POND | NH | 2.88 | 2002 | 22 | 1272 ACSR 45/7 | OH | N/A | SCMP | 32 | Steel | 0 | 2023 | 2024
PSNH (Eversource) | R193-1 | 115 | V103_T | BRENTWOOD NH | NH | 3.74 | 1975 | 49 | 477 ACSR 26/7 | OH | N/A | SCHF | 47 | Wood | 87 | 2023 | 2024
PSNH (Eversource) | R193-2 | 115 | SCOBIE POND | V103_T | NH | 11.05 | 1975 | 49 | 477 ACSR 26/7 | OH | N/A | SCHF | 130 | Wood | 87 | 2023 | 2024
PSNH (Eversource) | S153 | 115 | GREAT BAY | OCEAN RD U181 | NH | 4.62 | 1950 | 74 | 336 ACSR 26/7 | OH | N/A | SCHF | 51 | Wood | 94.1 | 2023 | 2024
PSNH (Eversource) | S188 | 115 | WATTS BROOK | MAMMOTH RD | NH | 3.08 | 2002 | 22 | 1272 ACSR 45/7 | OH | N/A | SCHF | 32 | Wood | 59.4 | 2022 | 2024
PSNH (Eversource) | T120 | 115 | SCOBIE POND T120 | SCOBIE POND | NH | 0.16 | 2007 | 17 | 1590 ACSR 45/7 | OH | N/A | SCHF | 4 | Wood | 100 | 2023 | 2024
PSNH (Eversource) | T155 | 115 | NORTH MERRIMACK | WATTS BROOK | NH | 1.9 | 2002 | 22 | 1272 ACSR 45/7 | OH | N/A | SCMP | 20 | Steel | 90 | 2023 | 2024
PSNH (Eversource) | T198 | 115 | EMERALD (KEENE NH) | MONADNOCK | NH | 11.16 | 1962 | 62 | 477 ACSR 18/1 | OH | N/A | SCHF | 153 | Wood | 56.9 | 2023 | 2024
PSNH (Eversource) | T30 | 115 | SCOBIE POND T30 | SCOBIE POND | NH | 0.1 | 2008 | 16 | 1272 ACSR 45/7 | OH | N/A | SCHF | 3 | Steel | 100 | 2023 | 2024
PSNH (Eversource) | T90 | 115 | SCOBIE POND T90 | SCOBIE POND | NH | 0.15 | 2006 | 18 | 1272 ACSR 45/7 | OH | N/A | SCHF | 4 | Steel | 100 | 2023 | 2024
PSNH (Eversource) | U181-1 | 115 | SCHILLER | MILL POND TAP | NH | 2.95 | 1950 | 74 | 336 ACSR 26/7 | OH | N/A | SCHF | 34 | Wood | 71.6 | 2023 | 2024
PSNH (Eversource) | U181-2 | 115 | MILL POND TAP | OCEAN RD U181 | NH | 2.62 | 1950 | 74 | 336 ACSR 36/1 | OH | N/A | SCHF | 33 | Wood |  | 2023 | 2024
PSNH (Eversource) | U199 | 115 | LITTLETON NH | STREETER POND | NH | 9.72 | 1971 | 53 | 795 ACSR 36/1 | OH | N/A | SCHF | 113 | Wood | 88.5 | 2022 | 2024
PSNH (Eversource) | V103 | 115 | PEASLEE | V103_T | NH | 5.27 | 1960 | 64 | 1272 ACSS 45/7 | OH | N/A | SCMP | 55 | Steel | 5.5 | 2023 | 2024
PSNH (Eversource) | V182 | 115 | FARMWOOD, NH | WEBSTER NH | NH | 14.45 | 2007 | 17 | 1590 ACSR 45/7 | OH | N/A | SCLA | 162 | Wood | 91.4 | 2023 | 2025
PSNH (Eversource) | V191 | 115 | NORTH MERRIMACK | BEDFORD | NH | 3.37 | 2005 | 19 | 1272 ACSR 45/7 | OH | N/A | SCMP | 60 | Steel | 3.3 | 2023 | 2024
PSNH (Eversource) | W144 | 115 | SCOBIE | HUSE RD | NH | 6.17 | 1975 | 49 | 1272 ACSS 45/7 | OH | N/A | SCMP | 79 | Steel | 0 | 2023 | 2024
PSNH (Eversource) | X104 | 115 | TUTTLE HILL | JACKMAN | NH | 5.3 | 1954 | 70 | 1590 ACSR 45/7 | OH | N/A | SCHF | 66 | Wood | 16.7 | 2022 | 2024
PSNH (Eversource) | X116 | 115 | POWER ST | SCOBIE POND | NH | 11.08 | 2007 | 17 | 1590 ACSR 45/7 | OH | N/A | SCMP | 144 | Steel | 60.4 | 2023 | 2024
PSNH (Eversource) | X178-1 | 115 | NORTH WOODSTOCK | BEEBE RIVER | NH | 14.12 | 1969 | 55 | 795 ACSR 36/1 | OH | N/A | SCHF | 175 | Wood | 96.8 | 2023 | 2025
PSNH (Eversource) | X178-2 | 115 | STREETER POND | NORTH WOODSTOCK | NH | 20.91 | 1969 | 55 | 795 ACSR 36/1 | OH | N/A | SCHF | 232 | Wood |  | 2023 | 2025
PSNH (Eversource) | X178-3 | 115 | WHITEFIELD | STREETER POND | NH | 14.1 | 1969 | 55 | 795 ACSR 36/1 | OH | N/A | SCHF | 187 | Wood |  | 2023 | 2025
PSNH (Eversource) | Y-138 | 115 | WHITE LAKE | SACO VALLEY PS | NH | 13.9 | 1993 | 31 | 795 ACSR 26/7 | OH | N/A | SCHF | 130 | Wood | 63.8 | 2022 | 2024
PSNH (Eversource) | Y151N-NU | 115 | POWER ST | Y-151 BORDER PELHAM (NEP) / POWER ST (PSNH) | NH | 3.69 | 2016 | 8 | 1590 ACSS 54/19 | OH | N/A | SCHF | 42 | Steel | 100 | 2023 | 2024
PSNH (Eversource) | Z119 | 115 | POWER ST | SCOBIE POND | NH | 11.11 | 2008 | 16 | 1590 ACSR 45/7 | OH | N/A | SCMP | 143 | Steel | 55.2 | 2023 | 2024
PSNH (Eversource) | Z156 | 115 | PORTSMOUTH | SCHILLER | NH | 0.19 | 2015 | 9 | 1590 ACSR 45/7 | OH | N/A | SCHF | 3 | Wood | 100 | 2023 | 2024
PSNH (Eversource) | Z180 | 115 | HUCKINS HILL | BEEBE RIVER | NH | 3.39 | 1953 | 71 | 1272 ACSS 54/19 | OH | N/A | SCHF | 38 | Wood | 68.4 | 2023 | 2025
Rhode Island Energy | 315 | 345 | WEST FARNUM | MA/RI STATE BORDER | RI | 8.21 | 1967 | 57 | 2-1204.5 ACAR | OH | N/A | SCHF | 74 | Natural Wood | 97 | 2018 | 2025
Rhode Island Energy | 328 | 345 | SHERMAN ROAD | WEST FARNUM | RI | 9.2 | 1963 | 61 | 1590 ACSR | OH | N/A | SCHF | 77 | Steel | 3 | 2021 | 2029
Rhode Island Energy | 332 | 345 | WEST FARNUM | KENT COUNTY | RI | 21.4 | 1963 | 61 | 2-954 ACSR | OH | N/A | SCHF | 231 | Natural Wood | 89 | 2023 | 2025
Rhode Island Energy | 341 | 345 | WEST FARNUM | CT/RI STATE BORDER | RI | 17.69 | 1990 | 34 | 2-1590 ACSR | OH | N/A | SCHF | 141 | Steel | 100 | 2017 | 2029
Rhode Island Energy | 347 | 345 | SHERMAN ROAD | KILLINGLY | RI | 8.6 | 1970 | 54 | 2-1204.5 ACAR | OH | N/A | SCHF | 67 | Natural Wood | 91 | 2023 | 2027
Rhode Island Energy | 359 | 345 | WEST FARNUM | KENT COUNTY | RI | 21.4 | 1979 | 45 | 2-954 ACSR | OH | N/A | SCMP | 230 | Steel | 0.8 | 2017 | 2029
Rhode Island Energy | 366 | 345 | WEST FARNUM | MA/RI STATE BORDER | RI | 4.89 | 1979 | 45 | 2-1590 ACSR | OH | N/A | SCHF | 50 | Steel | 100 | 2021 | 2029
Rhode Island Energy | 1870 | 115 | WOOD RIVER | KENYON | RI | 3.9 | 1969 | 55 | 1113 ACSR | OH | N/A | SCHF | 48 | Natural Wood | 98 | 2021 | 2027
Rhode Island Energy | 3361 | 345 | SHERMAN ROAD | MA/RI STATE BORDER | RI | 0.19 | 1970 | 54 | 2-1204.5 ACAR | OH | N/A | SCMP | 2 | Steel | 0 | 2017 | 2029
Rhode Island Energy | V-148S | 115 | WASHINGTON | MA/RI STATE BORDER | RI | 4.79 | 1957 | 67 | 1113 ACSR | OH | N/A | SCHF | 65 | Steel | 0 | 2020 | 2025
Rhode Island Energy | 1870N | 115 | KENYON | WEST KINGSTON | RI | 4.3 | 1969 | 55 | 1113 ACSR | OH | N/A | SCHF | 56 | Natural Wood | 96 | 2021 | 2025
Rhode Island Energy | 1870S | 115 | WOOD RIVER | CT/RI STATE BORDER | RI | 17.21 | 1966 | 58 | 795 AAC | OH | N/A | SCHF | 85 | Natural Wood | 98 | 2023 | 2025
Rhode Island Energy | E-105 | 115 | MANCHESTER STREET | HARTFORD AVENUE | RI | 6.8 | 1994 | 30 | 2750 CU | UG | Pipe-type | N/A | 0 | N/A | N/A | 2017 | TBD
Rhode Island Energy | E-183W | 115 | WAMPANOAG | FRANKLIN SQUARE | RI | 6.2 | 1966 | 58 | 2-1113 AAC | OH | N/A | SCMP | 45 | Steel | 100 | 2023 | 2026
Rhode Island Energy | F-106 | 115 | MANCHESTER STREET | HARTFORD AVENUE | RI | 6.8 | 1994 | 30 | 2750 CU | UG | Pipe-type | N/A | 0 | N/A | N/A | 2017 | TBD
Rhode Island Energy | G-185N | 115 | DRUMROCK | KENT COUNTY | RI | 1 | 1963 | 61 | 1590 ACSR | OH | N/A | SCHF | 15 | Natural Wood | 53 | 2018 | 2024
Rhode Island Energy | G-185S | 115 | KENT COUNTY | WEST KINGSTON | RI | 17.7 | 1963 | 61 | 1590 ACSR | OH | N/A | SCMP | 173 | Steel | 0 | 2018 | 2024
Rhode Island Energy | H17 | 115 | RIVERSIDE | WEST FARNUM | RI | 5.5 | 1963 | 61 | 795 ACSR | OH | N/A | SCHF | 74 | Natural Wood | 76 | 2018 | 2025
Rhode Island Energy | J16 | 115 | RIVERSIDE | HIGHLAND PARK | RI | 2.3 | 1923 | 101 | 465.4 AAAC | OH | N/A | SCLA | 25 | Steel | 1 | 2018 | 2027
Rhode Island Energy | J16S | 115 | HIGHLAND PARK | STAPLES | RI | 1.7 | 1923 | 101 | 465.4 AAAC | OH | N/A | SCLA | 16 | Steel | 63 | 2021 | 2024
Rhode Island Energy | K-189 | 115 | DRUMROCK | KENT COUNTY | RI | 1 | 1970 | 54 | 2-795 ACSR | OH | N/A | SCMP | 13 | Steel | 0 | 2021 | 2024
Rhode Island Energy | L14 | 115 | JEPSON | MA/RI STATE BORDER | RI | 7.79 | 1964 | 60 | 636 AAC | OH | N/A | SCMP | 155 | Natural Wood | 100 | 2023 | 2025
Rhode Island Energy | L14-1 | 115 | TIVERTON POWER |  | RI | 1.78 | 1987 | 37 | 795 ACSR | OH | N/A | SCMP | 29 | Natural Wood | 21 | 2023 | 2025
Rhode Island Energy | L-190 | 115 | KENT COUNTY | WEST KINGSTON | RI | 18.7 | 1939 | 85 | 1590 ACSR | OH | N/A | SCHF | 225 | Natural Wood | 74 | 2023 | 2024
Rhode Island Energy | M13 | 115 | JEPSON | MA/RI STATE BORDER | RI | 7.81 | 1964 | 60 | 636 AAC | OH | N/A | SCMP | 155 | Natural Wood | 100 | 2023 | 2025
Rhode Island Energy | M13-1 | 115 | TIVERTON POWER |  | RI | 1.78 | 1987 | 37 | 795 ACSR | OH | N/A | SCMP | 29 | Natural Wood | 21 | 2023 | 2025
Rhode Island Energy | P11 | 115 | VALLEY | Pawtucket | RI | 0.38 | 1923 | 101 | 336.4 ACSR | OH | N/A | SCLA | 3 | Steel | 100 | 2018 | 2027
Rhode Island Energy | P11 | 115 | PAWTUCKET | MA/RI STATE BORDER | RI | 2.8 | 1923 | 101 | 336.4 ACSR | OH | N/A | SCLA | 26 | Steel | 100 | 2018 | 2027
Rhode Island Energy | Q10 | 115 | STAPLES | MA/RI STATE BORDER | RI | 5.2 | 1923 | 101 | 465.4 AAAC | OH | N/A | SCLA | 42 | Steel | 100 | 2021 | 2027
Rhode Island Energy | Q-143 | 115 | WOONSOCKET | MA/RI STATE BORDER | RI | 4.1 | 1946 | 78 | 795 ACSR | OH | N/A | SCHF | 56 | Natural Wood | 95 | 2023 | 2026
Rhode Island Energy | R-144N | 115 | WOONSOCKET | MA/RI STATE BORDER | RI | 4.1 | 1946 | 78 | 795 ACSR | OH | N/A | SCLA | 42 | Steel | 93 | 2023 | 2026
Rhode Island Energy | R9 | 115 | RIVERSIDE | MA/RI STATE BORDER | RI | 9.4 | 1923 | 101 | 465.4 AAAC | OH | N/A | SCLA | 24 | Steel | 88 | 2018 | 2027
Rhode Island Energy | S-171 | 115 | HARTFORD AVENUE | RIDGEWOOD | RI | 2.6 | 1974 | 50 | 1590 ACSR | OH | N/A | SCMP | 34 | Steel | 6 | 2023 | 2024
Rhode Island Energy | S-171-2 | 115 | FPL RISE |  | RI | 0.03 | 1962 | 62 | 2-795 ACSS | OH | N/A | SCMP | 4 | Steel | 0 | 2023 | 2024
Rhode Island Energy | S-171N | 115 | WOONSOCKET | WEST FARNUM | RI | 1.28 | 1955 | 69 | 1590 ACSR | OH | N/A | SCMP | 19 | Steel | 17 | 2023 | 2024
Rhode Island Energy | S-171N | 115 | WEST FARNUM | HARTFORD AVENUE | RI | 10.4 | 1955 | 69 | 1590 ACSR | OH | N/A | SCMP | 114 | Steel | 17 | 2023 | 2024
Rhode Island Energy | S-171S | 115 | RIDGEWOOD | DRUMROCK | RI | 8.9 | 1955 | 69 | 1590 ACSR | OH | N/A | SCMP | 99 | Steel | 5 | 2023 | 2024
Rhode Island Energy | T-172N | 115 | WOONSOCKET | WEST FARNUM | RI | 1.28 | 1962 | 62 | 1590 ACSR | OH | N/A | SCMP | 19 | Steel | 17 | 2023 | 2024
Rhode Island Energy | T-172N | 115 | WEST FARNUM | HARTFORD AVENUE | RI | 10.4 | 1962 | 62 | 1590 ACSR | OH | N/A | SCMP | 113 | Steel | 17 | 2023 | 2024
Rhode Island Energy | T-172S | 115 | HARTFORD AVENUE | DRUMROCK | RI | 10.7 | 1962 | 62 | 1590 ACSR | OH | N/A | SCMP | 124 | Steel | 6 | 2023 | 2024
Rhode Island Energy | T-172S-2 | 115 | FPL RISE |  | RI | 0.03 | 1962 | 62 | 2-795 ACSS | OH | N/A | SCMP | 4 | Steel | 0 | 2023 | 2024
Rhode Island Energy | T7 | 115 | PAWTUCKET | MA/RI STATE BORDER | RI | 2.62 | 1950 | 74 | 1590 ACSR | OH | N/A | SCLA | 25 | Steel | 76 | 2021 | 2027
Rhode Island Energy | V-148N | 115 | WOONSOCKET | WASHINGTON | RI | 4.5 | 1966 | 58 | 1113 ACSR | OH | N/A | SCLA | 44 | Steel | 82 | 2020 | 2027
Rhode Island Energy | X3N | 115 | PAWTUCKET | MA/RI STATE BORDER | RI | 2.69 | 1923 | 101 | 1590 ACSR | OH | N/A | SCLA | 24 | Steel | 71 | 2018 | 2027
UI (Avangrid) | 1130 | 115 | PEQUONNOCK 8J | 1130 BORDER COMPO (NU)/PEQUONNOCK (UI) | CT | 6.81 | 1994 | 30 | 1590 KCM ACSR | OH | N/A | SCMP | 130 | Steel | 82 | 2022 | 2027
UI (Avangrid) | 1222 | 115 | HAWTHORN 10H | OLD TOWN 3N | CT | 0 |  |  | 556 ACSR | N/A | [5 empty] | 2022 | 2027
UI (Avangrid) | 1241 | 115 | TRAP FALLS 16F | POOTATUCK 5D | CT | 0 | 2015 | 9 | 795 ACSR | OH | N/A | SCMP | 1 |  | 100 | 2022 | 2027
UI (Avangrid) | 1430 | 115 | ASH CREEK 7C | 1430 BORDER SASCO CREEK (NU)/ASH CREEK (UI) | CT | 4.05 | 1994 | 30 | 1590 KCM ACSR | OH | N/A | SCMP | 77 | Steel | 84 | 2022 | 2027
UI (Avangrid) | 1460 | 115 | EAST SHORE 9G | 1460 BORDER BRANFORD (NU) / EAST SHORE (UI) | CT | 3.02 | 1975 | 49 | 1272 KCM ACSR | OH | N/A | SCMP | 41 | Steel | 100 | 2022 | 2027
UI (Avangrid) | 1545 | 115 | TRAP FALLS 16F | 1545 BORDER DEVON (NU) / TRAPFALLS (UI) | CT | 0 |  |  | 1272KCM ACSR | N/A | [5 empty] | 2022 | 2027
UI (Avangrid) | 1594 | 115 | ANSONIA 6R | INDIAN WELL 47P | CT | 2.48 | 1967 | 57 | 4/0 AWG CU | OH | N/A | SCMP | 21 | Steel | 100 | 2022 | 2027
UI (Avangrid) | 1655 | 115 | NORTH HAVEN 10A | 1655 BORDER BRANFORD (NU) / NORTH HAVEN (UI) | CT | 1.67 | 1973 | 51 | 1272 KCM ACSR | OH | N/A | SCMP | 17 | Steel | 100 | 2022 | 2027
UI (Avangrid) | 1685 | 115 | JUNE STREET 1P | PEASE RD. JCT (NU/UI BORDER) | CT | 0.77 | 1967 | 57 | 1272 KCM ACSR | OH | N/A | SCMP | 10 | Steel | 100 | 2022 | 2027
UI (Avangrid) | 1697 | 115 | PEQUONNOCK 8J | TRUMBULL 45P | CT | 5.18 | 1960 | 64 | 1750 KCM ACSR/795 KCM ACSR | OH | N/A | SCMP | 32 | Steel | 100 | 2022 | 2027
UI (Avangrid) | 1710 | 115 | OLD TOWN 3N | OLD TOWN (UI)/TRUMBULL JUNCTION(NU) BORDER | CT | 0 | 1960 | 64 | 795 ACSS | OH | N/A |  |  |  | 94 | 2022 | 2027
UI (Avangrid) | 1720 | 115 | HAWTHORN 10H | 1720 BORDER NORWALK (NU) / HAWTHORN (UI) | CT | 0 |  |  | 1272 KCM ACSR | N/A | [5 empty] | 2022 | 2027
UI (Avangrid) | 1780 | 115 | DEVON TIE 16P | 1780 BORDER DEVON (NU)/DEVON TIE (UI) | CT | 0.06 | 1995 | 29 | 1590 KCM ACSR | OH | N/A | SCMP | 2 | Steel | 100 | 2022 | 2027
UI (Avangrid) | 1790 | 115 | DEVON TIE 16P | 1790 BORDER DEVON RR TAP (NU) / DEVON TIE (UI) | CT | 0.06 |  |  | 1590 KCM ACSR | OH | N/A |  |  |  | #VALUE! | 2022 | 2027
UI (Avangrid) | 3165 | 345 | SINGER 34C | 3165 BORDER EAST DEVON (NU) / SINGER (UI) | CT | 5.6 |  |  | 3000 kCM XLPE | UG
UI (Avangrid) | 3280 | 345 | SINGER 34C | 3280 BORDER NORWALK (NU) / SINGER (UI) | CT | 0 |  |  | Terminal Equipment rating only. | N/A
UI (Avangrid) | 3619 | 345 | SINGER 34C | 3619 BORDER EAST DEVON (NU) / SINGER (UI) | CT | 5.6 |  |  | 3000 kCM XLPE | UG
UI (Avangrid) | 3921 | 345 | SINGER 34C | 3921 BORDER NORWALK (NU) / SINGER (UI) | CT | 0 |  |  | Terminal Equipment rating only. | N/A
UI (Avangrid) | 8100 | 115 | EAST SHORE 9G | GRAND AVENUE 7G | CT | 1.57 | 1981 | 43 | 2-1590 KCM ACSR, 4000A GIL | OH | N/A | SCMP | 15 | Steel | 47 | 2022 | 2027
UI (Avangrid) | 8200 | 115 | EAST SHORE 9G | GRAND AVENUE 7G | CT | 1.53 | 1981 | 43 | 2-1590 KCM ACSR, 4000A GIL | OH | N/A | SCMP | 14 | Steel | 100 | 2022 | 2027
UI (Avangrid) | 8300 | 115 | GRAND AVENUE 7G | QUINNIPIAC 3Q | CT | 2.34 | 1971 | 53 | 1272 KCM ACSR | OH | N/A | SCMP | 40 | Steel | 60 | 2022 | 2027
UI (Avangrid) | 8301 | 115 | GRAND AVENUE 7G | MILL RIVER 38M | CT | 0.02 |  |  | 4000A Gas Insulated Copper | OH | N/A |  |  |  |  | 2022 | 2027
UI (Avangrid) | 8400 | 115 | GRAND AVENUE 7G | SACKETT 28B | CT | 4.3 | 1982 | 42 | 1272 KCM ACSR, 4000A GIL | OH | N/A | SCMP | 69 | Steel | 96 | 2022 | 2027
UI (Avangrid) | 8500 | 115 | GRAND AVENUE 7G | WATER STREET 12W | CT | 1.46 |  |  | 2250KCM CU LPOF, 4000A GIL | UG
UI (Avangrid) | 8600 | 115 | NORTH HAVEN 10A | QUINNIPIAC 3Q | CT | 8.05 | 1973 | 51 | 1272 KCM ACSR | OH | N/A | SCMP | 99 | Steel | 97 | 2022 | 2027
UI (Avangrid) | 8700 | 115 | WATER STREET 12W | UNION AVE 40F | CT | 0.23 |  |  | 2250KCM CU LPOF, 4000A GIL | UG |  |  | 3 | Steel
UI (Avangrid) | 8702 | 115 | UNION AVE 40F | WEST RIVER 10W | CT | 1.32 |  |  | 2250KCM CU LPOF | UG |  |  | 13 | Steel
UI (Avangrid) | 9500 | 115 | BROADWAY 36B | WATER STREET 12W | CT | 1.58 |  |  | 1500 KCM HPGF | UG |  |  | 6 | Steel
UI (Avangrid) | 9502 | 115 | BROADWAY 36B | MILL RIVER 38M | CT | 1.7 |  |  | 1500 KCM HPGF | UG |  |  | 7 | Steel
UI (Avangrid) | 9550 | 115 | GRAND AVENUE 7G | MILL RIVER 38M | CT | 0.07 |  |  | 4000A Gas Insulated Copper, 1590 ACSR | OH | N/A |  |  |  |  | 2022 | 2027
UI (Avangrid) | 84004 | 115 | MIX AVENUE 32K | SACKETT 28B | CT | 2.32 |  |  | 1250 KCM CU | UG
UI (Avangrid) | 1241-1 | 115 | TRAP FALLS 16F | TRAP FALLS 16F UI BORDER/CL&P BORDER | CT | 0 |  |  | 1272 kCM ACSR | N/A |  |  |  |  | #VALUE! | 2022 | 2027
UI (Avangrid) | 1241-2 | 115 | POOTATUCK 5D | POOTATUCK 5D UI BORDER/CL&P BORDER | CT | 0 |  |  | 1590 kCM SSAC | N/A |  |  |  |  | #VALUE! | 2022 | 2027
UI (Avangrid) | 1483-1 | 115 | 1483 - BORDER POOTATUCK-SHELTON (UI) / DEVON (NU) 115KV | POOTATUCK 5D | CT | 0 |  |  | 1590 kCM ACSS | N/A | [5 empty] | 2022 | 2027
UI (Avangrid) | 1560-1 | 115 | ANSONIA 6R | DERBY JUNCTION | CT | 3.92 | 1967 | 57 | 336KCMSSAC4/OCU | OH | N/A |  | 21 | Steel | 100 | 2022 | 2027
UI (Avangrid) | 1560-2 | 115 | POOTATUCK 5D | DERBY JUNCTION | CT | 0 | 1993 | 31 | 1590 kCM SSAC | N/A |  |  | 11 |  | 100 | 2022 | 2027
UI (Avangrid) | 1610-2 | 115 | MIX AVENUE 32K | GLEN LAKE JUNCTION (NU OWNED) | CT | 2.87 | 1967 | 57 | 556 KCM ACSR | OH | N/A |  | 27 | Natural Wood | 56 | 2022 | 2027
UI (Avangrid) | 1610-3 | 115 | JUNE STREET 1P | GLEN LAKE JUNCTION (NU OWNED) | CT | 0.77 | 1967 | 57 | 1272 KCM ACSR | OH | N/A |  | 9 | Steel | 100 | 2022 | 2027
UI (Avangrid) | 1630-3 | 115 | NORTH HAVEN 10A | WALREC TAP 42R | CT | 1.67 | 1971 | 53 | 1272 KCM ACSR | OH | N/A |  | 16 | Steel | 100 | 2022 | 2027
UI (Avangrid) | 1710-1 | 115 | PEQUONNOCK 8J | TRUMBULL JUNCTION | CT | 5.16 | 1960 | 64 | 795 KCM ACSR/1750 KCM CU | OH/UG |  | SCMP | 31 | Steel | 100 | 2022 | 2027
UI (Avangrid) | 1714-1 | 115 | TRUMBULL 45P | TRUMBULL JCT (NU/UI BORDER) | CT | 0.02 | 2008 | 16 | 1590 kCM ACSR | OH | N/A |  | 1 |  | 100 | 2022 | 2027
UI (Avangrid) | 1730-1 | 115 | TRUMBULL 45P | TRUMBULL JCT (NU/UI BORDER) | CT | 0.02 | 2008 | 16 | 1590 kCM ACSR | OH | N/A |  | 1 |  | 100 | 2022 | 2027
UI (Avangrid) | 1808-2 | 115 | DERBY_J / DERBY TAP 2 (NU/UI BORDER) 115KV | INDIAN 115KV | CT | 1.44 | 1967 | 57 | 4/0 AWG CU | OH | N/A |  | 14 | Steel | 100 | 2022 | 2027
UI (Avangrid) | 1808-3 | 115 | POOTATUCK-SHELTON (UI) / DERBY JCT (NU) 115KV | DERBY_J / DERBY TAP 2 (NU/UI BORDER) 115KV | CT | 0 | 1967 | 57 | 1590 kCM ACSS | N/A |  |  | 2 |  | 50 | 2022 | 2027
UI (Avangrid) | 1955 - 1 | 115 | PEQUONNOCK 8J | SINGER 34C | CT | 0.43 |  |  | 3500 kCM XLPE | UG
UI (Avangrid) | 3216-2 | 345 | GRANBY | NORTH BLOOMFIELD | CT | 3.81 | 2012 | 12 | 2-1590 ACSS | OH | N/A |  | 31 | Steel | 100 | 2022 | 2027
UI (Avangrid) | 3642-2 | 345 | MANCHESTER | NORTH BLOOMFIELD | CT | 1.1 | 2012 | 12 | 2-1590 ACSS | OH | N/A | SCMP | 12 | Steel | 100 | 2022 | 2027
UI (Avangrid) | 387-2 | 345 | EAST SHORE 9G | HALVARSSON TAP | CT | 0.2 | 1975 | 49 | 2x954 KCM ACSR | OH | N/A |  | 10 | Steel | 100 | 2022 | 2027
UI (Avangrid) | 387-3 | 345 | HALVARSSON TAP | TOTOKET JCT (NU OWNED) | CT | 5.96 | 1975 | 49 | 2x954 KCM ACSR | OH | N/A |  | 40 | Steel | 100 | 2022 | 2027
UI (Avangrid) | 387-4 | 345 | HALVARSSON 14P | HALVARSSON TAP | CT | 0.11 | 1975 | 49 | 2x954 KCM ACSR | OH | N/A |  | 10 | Steel | 100 | 2022 | 2027
UI (Avangrid) | 88003A | 115 | GRAND AVENUE 7G | WEST RIVER 10W | CT | 2.81 | 1992 | 32 | 2500KCM CU HPFF, 4000A GIL | OH | N/A | Catenary | 49* | Steel |  | 2022 | 2027
UI (Avangrid) | 88003A-2 | 115 | ELMWEST 18M | WEST RIVER 10W | CT | 1.21 | 1992 | 32 | 1272 KCM SSAC | OH | N/A | Catenary | *Portion of 88003A str cnt | Steel |  | 2022 | 2027
UI (Avangrid) | 88003A-3 | 115 | ALLINGS CROSSING 43E | ELMWEST 18M | CT | 1.16 | 1992 | 32 | 1272 KCM SSAC | OH | N/A | Catenary | *Portion of 88003A str cnt | Steel |  | 2022 | 2027
UI (Avangrid) | 88005A-1 | 115 | MILVON 30H | WOODMONT 29Y | CT | 4 | 1995 | 29 | 1272 KCM SSAC | OH | N/A | Catenary | 102* | Steel |  | 2022 | 2027
UI (Avangrid) | 88005A-2 | 115 | DEVON TIE 16P | MILVON 30H | CT | 1.37 | 1995 | 29 | 1590 ACSS | OH | N/A | SCMP | *Portion of 8805A1 str cnt | Steel |  | 2022 | 2027
UI (Avangrid) | 88006A-1 | 115 | BARNUM 35H | DEVON TIE 16P | CT | 1.26 | 1986 | 38 | 1590 KCM ACSS | OH | N/A | SCMP | 26 | Steel | 2 | 2022 | 2027
UI (Avangrid) | 88006A-2 | 115 | BAIRD 11L | BARNUM 35H | CT | 1.3 | 1986 | 38 | 1590 kCM ACSR | OH | N/A | SCMP | 21 | Steel | 2 | 2022 | 2027
UI (Avangrid) | 8804A | 115 | ALLINGS CROSSING 43E | WOODMONT 29Y | CT | 2.82 | 1993 | 31 | 1272 KCM SSAC | OH | N/A | SCMP | 57 | Steel | 100 | 2022 | 2027
UI (Avangrid) | 8809A-1 | 115 | BAIRD 11L | CONGRESS STREET 2C | CT | 2.36 | 1995 | 29 | 1590 kCM SSAC | OH | N/A | SCMP | 58 | Steel | 21 | 2022 | 2027
UI (Avangrid) | 8809A-2 | 115 | CONGRESS STREET 2C | PEQUONNOCK 8J | CT | 0.69 | 1995 | 29 | 1590 KCM ACSR | OH | N/A | SCMP | 10 | Steel |  | 2022 | 2027
UI (Avangrid) | 89003B | 115 | GRAND AVENUE 7G | WEST RIVER 10W | CT | 2.8 | 1992 | 32 | 2500KCM CU HPFF, 4000A GIL | OH | N/A | SCMP | 47* | Steel |  | 2022 | 2027
UI (Avangrid) | 89003B-2 | 115 | ELMWEST 18M | WEST RIVER 10W | CT | 1.21 | 1992 | 32 | 1272 KCM SSAC | OH | N/A | SCMP | *Portion of 89003B str cnt | Steel |  | 2022 | 2027
UI (Avangrid) | 89003B-3 | 115 | ALLINGS CROSSING 43E | ELMWEST 18M | CT | 1.16 | 1992 | 32 | 1272 KCM SSAC | OH | N/A | SCMP | *Portion of 89003B str cnt | Steel |  | 2022 | 2027
UI (Avangrid) | 89005B-1 | 115 | MILVON 30H | WOODMONT 29Y | CT | 4 | 1995 | 29 | 1272KCM SSAC | OH | N/A | SCMP | 98* | Steel |  | 2022 | 2027
UI (Avangrid) | 89005B-2 | 115 | DEVON TIE 16P | MILVON 30H | CT | 1.38 | 1995 | 29 | 1590 ACSS | OH | N/A | SCMP | *Portion of 89005B-1 str cnt | Steel |  | 2022 | 2027
UI (Avangrid) | 89006B-1 | 115 | BARNUM 35H | DEVON TIE 16P | CT | 1.31 | 1986 | 38 | 1590 kCM ACSS + 2156 kCM ACSS | OH | N/A | SCMP | 47* | Steel |  | 2022 | 2027
UI (Avangrid) | 89006B-2 | 115 | BAIRD 11L | BARNUM 35H | CT | 1.28 | 1986 | 38 | 1590 KCM ACSS | OH | N/A | SCMP | *Portion of 89006B-1 str cnt | Steel |  | 2022 | 2027
UI (Avangrid) | 8904B | 115 | ALLINGS CROSSING 43E | WOODMONT 29Y | CT | 2.82 | 1993 | 31 | 1272 KCM SSAC | OH | N/A | SCMP | 56 | Steel | 93 | 2022 | 2027
UI (Avangrid) | 8909B-1 | 115 | BAIRD 11L | CONGRESS STREET 2C | CT | 2.36 | 1995 | 29 | 1590 kCM ACSS | OH | N/A | SCMP | 68* | Steel |  | 2022 | 2027
UI (Avangrid) | 8909B-2 | 115 | CONGRESS STREET 2C | PEQUONNOCK 8J | CT | 0.69 | 1995 | 29 | 1590 KCM ACSR | OH | N/A | SCMP | *Portion of 8909B-1 str cnt | Steel |  | 2022 | 2027
UI (Avangrid) | 91001-1 | 115 | PEQUONNOCK 8J | RESCO TAP | CT | 1.22 | 1995 | 29 | 1590 KCM ACSR | OH | N/A | Catenary | 68* | Steel |  | 2022 | 2027
UI (Avangrid) | 91001-2 | 115 | ASH CREEK 7C | RESCO TAP | CT | 2.03 | 1995 | 29 | 1590 KCM ACSR | OH | N/A | Catenary | *Portion of 91001-1 str cnt | Steel |  | 2022 | 2027
Versant | 51 | 115 | REBEL HILL SWITCHING | BULL HILL | ME | 15.12 | 2000 | 24 | 795 ACSR | OH | N/A | SCHF | 127 | Natural Wood | 98 | 2023 | 2028
Versant | 52 | 115 | DEBLOIS | EPPING SWITCHING | ME | 9.15 | 1998 | 26 | 795 ACSR | OH | N/A | SCHF | 128 | Natural Wood | 100 | 2018 | 2023
Versant | 54 | 115 | CLIFTON SWITCHING | REBEL HILL | ME | 3.63 | 2005 | 19 | 795 ACSR | OH | N/A | SCHF | 29 | Natural Wood | 7 | 2021 | 2026
Versant | 57 | 115 | BOGGY BROOK | WALTHAM ROAD SWITCHING | ME | 1.01 | 2008 | 16 | 795 ACSR | OH | N/A | SCMP | 11 | Natural Wood | 100 | 2023 | 2028
Versant | 58 | 115 | WALTHAM ROAD SWITCHING | TUNK LAKE | ME | 21.7 | 2011 | 13 | 795 ACSR | OH | N/A | SCMP | 352 | Natural Wood | 100 | 2022 | 2027
Versant | 59 | 115 | TUNK LAKE | COLUMBIA SWITCHING | ME | 21.61 | 2011 | 13 | 795 ACSR | OH | N/A | SCMP | 353 | Natural Wood | 100 | 2023 | 2028
Versant | 59 | 115 | COLUMBIA SWITCHING | EPPING SWITCHING | ME | 3.6 | 1971 | 53 | 266 ACSR | OH | N/A | SCHF | 31 | Natural Wood | 96 | 2023 | 2028
Versant | 60 | 115 | BETTS ROAD SWITCHING | BOGGY BROOK | ME | 20.64 | 1998 | 26 | 795 ACSR | OH | N/A | SCMP | 308 | Natural Wood | 99 | 2019 | 2024
Versant | 64 | 115 | PASSADUMKEAG | ENFIELD SWITCHING | ME | 14.7 | 2012 | 12 | 795 ACSR | OH | N/A | SCHF | 118 | Natural Wood | 100 | 2022 | 2027
Versant | 64 | 115 | KEENE ROAD | ENFIELD SWITCHING | ME | 12.6 | 2012 | 12 | 2-795 ACSR | OH | N/A | SCHF | 95 | Natural Wood | 100 | 2022 | 2027
Versant | 65 | 115 | ORRINGTON | BUCKSPORT/ORRINGTON TOWN LINE | ME | 5.33 | 1965 | 59 | 795 ACSR | OH | N/A | SCHF | 42 | Natural Wood | 48 | 2019 | 2024
Versant | 66 | 115 | CLIFTON SWITCHING | GRAHAM | ME | 10.1 | 2011 | 13 | 795 ACSR | OH | N/A | SCHF | 85 | Natural Wood | 100 | 2021 | 2026
Versant | 67 | 115 | REBEL HILL SWITCHING | BOGGY BROOK | ME | 13.1 | 1965 | 59 | 795 ACSR | OH | N/A | SCHF | 101 | Natural Wood | 24 | 2019 | 2024
Versant | 93 | 115 | BULL HILL | DEBLOIS | ME | 10.95 | 2000 | 24 | 795 ACSR | OH | N/A | SCHF | 92 | Natural Wood | 100 | 2021 | 2026
Versant | 97 | 115 | GRAHAM | PASSADUMKEAG | ME | 16.82 | 2012 | 12 | 2-795 ACSR | OH | N/A | SCHF | 134 | Natural Wood | 100 | 2023 | 2028
Versant | 205 | 115 | ORRINGTON | BETTS ROAD SWITCHING | ME | 5.17 | 1965 | 59 | 795 ACSR | OH | N/A | SCHF | 40 | Natural Wood | 66 | 2019 | 2024
Versant | 205 | 115 | BETTS ROAD SWITCHING | BUCKSPORT/ORRINGTON TOWN LINE | ME | 0.18 | 2012 | 12 | 795 ACSR | OH | N/A | SCHF | 2 | Natural Wood | 100 | 2019 | 2024
Versant | 246 | 115 | ORRINGTON | GRAHAM | ME | 7.23 | 1999 | 25 | 795 ACSR | OH | N/A | SCHF | 103 | Steel | 100 | 2021 | 2026
Versant | 248 | 115 | ORRINGTON | GRAHAM | ME | 7.34 | 1966 | 58 | 795 ACSR | OH | N/A | SCHF | 66 | Natural Wood | 21 | 2019 | 2024
Versant | 249 | 115 | ORRINGTON | GRAHAM | ME | 7.39 | 1966 | 58 | 795 ACSR | OH | N/A | SCHF | 69 | Natural Wood | 23 | 2019 | 2024
Versant | 254 | 115 | ORRINGTON | BUCKSPORT/ORRINGTON TOWN LINE | ME | 5.02 | 2013 | 11 | 2-795 ACSR | OH | N/A | SCHF | 50 | Natural Wood | 100 | 2023 | 2028
Versant | 388 | 345 | ORRINGTON | BUCKSPORT/ORRINGTON TOWN LINE | ME | 4.87 | 2013 | 11 | 2- 1590 ACSR | OH | N/A | SCHF | 46 | Natural Wood | 100 | 2023 | 2028
Versant | 3015 | 345 | KEENE ROAD | STATIC VAR COMPENSATOR | ME | 0.2 | 2010 | 14 | 2-1192 ACSR | OH | N/A | SCMP | 2 | Steel | 100 | 2020 | 2025
Versant | 390/3016 | 345 | ORRINGTON | MAINE/ CANADA BORDER IN BAILEYVILLE | ME | 84.37 | 2006 | 18 | 2-1192 ACSR | OH | N/A | SCHF | 608 | Natural Wood | 100 | 2023 | 2028
VT Transco | 340 | 345 | COOLIDGE | VERNON | VT | 50.9 | 1971 | 53 | (2) 927 ACAR | OH | N/A | SCHF | 412 | Natural Wood | 11.4 | 2023 | 2031
VT Transco | 350 | 345 | COOLIDGE | WEST RUTLAND | VT | 27.37 | 1983 | 41 | (2) 954 ACSR | OH | N/A | SCHF | 223 | Steel | 78.5 | 2023 | 2031
VT Transco | 370 | 345 | NEW HAVEN | WEST RUTLAND | VT | 35.53 | 2006 | 18 | (2) 954 ACSR | OH | N/A | SCHF | 299 | Natural Wood | 100 | 2017 | 2025
VT Transco | 379 | 345 | VERNON | NH | VT | 0.1 | 1970 | 54 | (2) 927 ACAR | OH | N/A | SCHF | 2 | Natural Wood | 50 | 2018 | 2026
VT Transco | 381 | 345 | VERNON | MA | VT | 0.09 | 1970 | 54 | (2) 927 ACAR | OH | N/A | SCHF | 4 | Natural Wood | 50 | 2018 | 2026
VT Transco | 1429 | 115 | HIGHGATE | HQ | VT | 7.61 | 1984 | 40 | (2) 954 ACSR | OH | N/A | SCHF | 61 | Natural Wood | 96.7 | 2018 | 2026
VT Transco | 3320 | 345 | VERNON | NEWFANE | VT | 17.37 | 2010 | 14 | (2) 954 ACSR | OH | N/A | SCHF | 137 | Steel | 98.5 | 2021 | 2029
VT Transco | 3321 | 345 | COOLIDGE | NEWFANE | VT | 35.43 | 2010 | 14 | (2) 954 ACSR | OH | N/A | SCHF | 286 | Steel | 99.7 | 2021 | 2029
VT Transco | 3340 | 345 | VERNON | VERMONT YANKEE | VT | 0.24 | 2010 | 14 | (2) 927 ACSR | OH | N/A | SCHF | 2 | Steel | 100
VT Transco | 3381 | 345 | VERNON | VERMONT YANKEE | VT | 0.24 | 2010 | 14 | (2) 927 ACSR | OH | N/A | SCHF | 2 | Steel | 100
VT Transco | F206 | 230 | COMERFORD | GRANITE | VT | 32.49 | 1971 | 53 | 927 ACAR |  |  | SCHF | 277 |  | 70.4 | 2022 | 2030
VT Transco | K149 | 115 | ASCUTNEY | NH | VT | 2.2 | 1958 | 66 | 477 ACSR | OH | N/A | SCHF | 17 | Natural Wood | 64.7 | 2018 | 2026
VT Transco | K174 | 115 | ASCUTNEY | NH | VT | 1.25 | 1967 | 57 | 954 ACSR | OH | N/A | SCHF | 4 | Natural Wood | 0 | 2017 | 2025
VT Transco | K18 | 115 | EAST AVE | LIME KILN | VT | 1.43 | 2010 | 14 | 1272 ACSR | OH | N/A | SCHF | 18 | Steel | 100 | 2017 | 2025
VT Transco | K186 | 115 | VERNON | VERNON RD TAP | VT | 0.16 | 1970 | 54 | (2) 1272 ACSR | OH | N/A | SCHF | 2 | Natural Wood | 0 | 2018 | 2026
VT Transco | K19 | 115 | SAND BAR | GEORGIA | VT | 8.88 | 1975 | 49 | 927 ACAR | OH | N/A | SCHF | 93 | Natural Wood | 19.4 | 2019 | 2027
VT Transco | K21 | 115 | GEORGIA | ESSEX | VT | 18.06 | 1958 | 66 | 954 ACSR | OH | N/A | SCHF | 207 | Natural Wood | 25.1 | 2019 | 2027
VT Transco | K22 | 115 | SAND BAR | ESSEX | VT | 11.19 | 1958 | 66 | 954 AA | OH | N/A | SCHF | 149 | Natural Wood | 0 | 2019 | 2027
VT Transco | K23 | 115 | ESSEX | TAFTS CORNERS | VT | 3.19 | 1985 | 39 | 1272 ACSR | OH | N/A | SCHF | 40 | Natural Wood | 40 | 2017 | 2025
VT Transco | K23 | 115 | LIME KILN | ESSEX TAP | VT | 3.15 | 2010 | 14 | 1272 ACSR | OH | N/A | SCHF | 39 | Natural Wood | 100 | 2017 | 2025
VT Transco | K24 | 115 | ESSEX | MIDDLESEX | VT | 26.52 | 1958 | 66 | 795 ACSR | OH | N/A | SCHF | 304 | Natural Wood | 15.1 | 2022 | 2030
VT Transco | K25 | 115 | ESSEX | EAST AVE | VT | 4.78 | 2009 | 15 | 1272 ACSR | OH | N/A | SCMP | 58 | Steel | 94.8 | 2017 | 2025
VT Transco | K26 | 115 | HARTFORD | WILDER | VT | 1.31 | 1958 | 66 | 795 ACSR | OH | N/A | SCHF | 19 | Natural Wood | 47.4 | 2022 | 2030
VT Transco | K27 | 115 | TAFTS CORNER | WILLISTON | VT | 2.07 | 1984 | 40 | 1272 ACSR | OH | N/A | SCHF | 24 | Natural Wood | 58.3 | 2018 | 2026
VT Transco | K28 | 115 | LYNDONVILLE | ST. JOHNSBURY | VT | 8.52 | 1973 | 51 | 927 ACAR | OH | N/A | SCHF | 93 | Natural Wood | 55.9 | 2018 | 2026
VT Transco | K30 | 115 | WEST RUTLAND | MIDDLEBURY | VT | 28.03 | 1969 | 55 | 927 ACAR | OH | N/A | SCHF | 294 | Natural Wood | 50.3 | 2017 | 2025
VT Transco | K31 | 115 | COOLIDGE | ASCUTNEY | VT | 13.92 | 2013 | 11 | 795 ACSR | OH | N/A | SCHF | 171 | Steel | 7.6 | 2017 | 2025
VT Transco | K32 | 115 | COOLIDGE | COLD RIVER | VT | 18.19 | 1958 | 66 | 795 ACSR | OH | N/A | SCHF | 214 | Natural Wood | 0 | 2019 | 2027
VT Transco | K33 | 115 | QUEEN CITY | WILLISTON | VT | 6.27 | 1977 | 47 | 927 ACAR | OH | N/A | SCMP | 67 | Steel | 47.8 | 2019 | 2027
VT Transco | K34 | 115 | BLISSVILLE | WEST RUTLAND | VT | 11.61 | 1958 | 66 | 795 ACSR | OH | N/A | SCHF | 138 | Natural Wood | 0 | 2023 | 2031
VT Transco | K35 | 115 | N. RUTLAND | COLD RIVER | VT | 5.64 | 1983 | 41 | 795 ACSR | OH | N/A | SCHF | 67 | Natural Wood | 0 | 2023 | 2031
VT Transco | K37 | 115 | N. RUTLAND | W. RUTLAND | VT | 5.05 | 1958 | 66 | 795 ACSR & 927 ACAR | OH | N/A | SCHF | 57 | Natural Wood | 0 | 2016 | 2024
VT Transco | K39 | 115 | LYNDONVILLE | SHEFFIELD | VT | 11.95 | 1973 | 51 | 927 ACAR | OH | N/A | SCHF | 126 | Natural Wood | 81 | 2018 | 2026
VT Transco | K4 | 115 | BENNINGTON | MASS STATE LINE | VT | 12.04 | 1974 | 50 | 927 ACAR | OH | N/A | SCHF | 153 | Natural Wood | 43.1 | 2018 | 2026
VT Transco | K40 | 115 | VERNON | VERMONT YANKEE | VT | 0.04 | 2020 | 4 | (2) 1272 ACSR | OH | N/A | SCHF | 1 | Natural Wood | 100 | 2020 | 2028
VT Transco | K41 | 115 | JAY | HIGHGATE | VT | 31.93 | 1992 | 32 | 556 ACSR | OH | N/A | DCMP | 314 | Natural Wood | 29.9 | 2020 | 2028
VT Transco | K42 | 115 | HIGHGATE | GEORGIA | VT | 16.76 | 1958 | 66 | 1272 ACSR | OH | N/A | SCHF | 230 | Natural Wood | 58.7 | 2018 | 2026
VT Transco | K43 | 115 | NEW HAVEN | WILLISTON | VT | 20.8 | 1954 | 70 | 954 ACSR | OH | N/A | SCHF | 245 | Natural Wood | 9.8 | 2022 | 2030
VT Transco | K46 | 115 | IRASBURG | MOSHERS TAP | VT | 6.48 | 2005 | 19 | 1272 ACSR | OH | N/A | DCMP | 116 | Natural Wood | 100 | 2018 | 2026
VT Transco | K46 | 115 | MOSHERS TAP | JAY | VT | 12.57 | 1992 | 32 | 556 ACSR | OH | N/A | DCMP | 147 | Natural Wood | 55.1 | 2018 | 2026
VT Transco | K47 | 115 | IRASBURG | SHEFFIELD | VT | 15.99 | 1973 | 51 | 927 ACAR | OH | N/A | SCHF | 169 | Natural Wood | 86.4 | 2018 | 2026
VT Transco | K50 | 115 | HARTFORD | CHELSEA | VT | 21.47 | 1958 | 66 | 795 ACSR | OH | N/A | SCHF | 269 | Natural Wood | 38.7 | 2022 | 2030
VT Transco | K51 | 115 | GRANITE | CHELSEA | VT | 11.25 | 1958 | 66 | 795 ACSR | OH | N/A | SCHF | 139 | Natural Wood | 46 | 2022 | 2030
VT Transco | K54 | 115 | GRANITE | BARRE | VT | 5.64 | 1958 | 66 | 954 ACSS | OH | N/A | SCHF | 69 | Natural Wood | 84.1 | 2023 | 2031
VT Transco | K55 | 115 | BERLIN | BARRE | VT | 5.6 | 1958 | 66 | 795 ACSR | OH | N/A | SCHF | 71 | Natural Wood | 43.7 | 2022 | 2030
VT Transco | K56 | 115 | BERLIN | MIDDLESEX | VT | 4.77 | 1958 | 66 | 795 ACSR | OH | N/A | SCHF | 59 | Natural Wood | 37.3 | 2022 | 2030
VT Transco | K6 | 115 | BENNINGTON | NY | VT | 6.04 | 1958 | 66 | 795 ACSR | OH | N/A | SCHF | 80 | Natural Wood | 0 | 2021 | 2029
VT Transco | K60 | 115 | LITTLETON, NH | ST. JOHNSBURY | VT | 9.57 | 1970 | 54 | 927 ACAR | OH | N/A | SCHF | 104 | Natural Wood | 79.8 | 2023 | 2031
VT Transco | K63 | 115 | NEW HAVEN | MIDDLEBURY | VT | 7.54 | 1954 | 70 | 954 ACSR | OH | N/A | SCHF | 83 | Natural Wood | 0 | 2022 | 2030
VT Transco | K64 | 115 | NEW HAVEN | VERGENNES | VT | 6.72 | 2008 | 16 | 1272 ACSR | OH | N/A | SCHF | 98 | Natural Wood | 100 | 2016 | 2024
VT Transco | K65 | 115 | VERGENNES | NORTH FERRISBURG | VT | 5.35 | 2008 | 16 | 1272 ACSR | OH | N/A | SCMP | 134 | Natural Wood | 99.3 | 2016 | 2024
VT Transco | K65 | 115 | NORTH FERRISBURG | FERRY ROAD TERMINAL | VT | 3.72 | 2008 | 16 | 1272 ACSR | OH | N/A | SCMP | 114 | Natural Wood | 100 | 2016 | 2024
VT Transco | K65 | 115 | FERRY ROAD TERMINAL | CHARLOTTE | VT | 0.45 | 2008 | 16 | 2500 KCM XLPE | UG | Solid dielectric
VT Transco | K65 | 115 | CHARLOTTE | SHELBURNE | VT | 5.29 | 2008 | 16 | 1272 ACSR | OH | N/A | SCMP | 114 | Natural Wood | 100 | 2016 | 2024
VT Transco | K65 | 115 | SHELBURNE | SOUTH TERMINAL | VT | 1.45 | 2008 | 16 | 1272 ACSR | OH | N/A | SCMP |  | Natural Wood |  | 2016 | 2024
VT Transco | K65 | 115 | BAY RD S. TERMINAL | BAY ROAD N. TERMINAL | VT | 1.73 | 2008 | 16 | 2500 KCM XLPE | UG | Solid dielectric
VT Transco | K65 | 115 | NORTH TERMINAL | QUEEN CITY | VT | 1.86 | 2008 | 16 | 1272 ACSR | OH | N/A | SCMP | 20 | Natural Wood | 100 | 2016 | 2024
VT Transco | K7 | 115 | BLISSVILLE | NY | VT | 1.72 | 1958 | 66 | 795 ACSR | OH | N/A | SCHF | 19 | Natural Wood | 0 | 2023 | 2031
VT Transco | PV20 | 115 | SAND BAR | EAST TERMINAL | VT | 2.33 | 1970 | 54 | 954 ACSR | OH | N/A | SCHF |  | Natural Wood |  | 2017 | 2025
VT Transco | PV20 | 115 | EAST TERMINAL | APPLE TREE TERMINAL | VT | 2.02 |  |  | 1750 MCM | UG | Pipe-type
VT Transco | PV20 | 115 | APPLE TREE TERMINAL | SOUTH HERO | VT | 4.61 |  |  | 954 ACSR | OH | N/A | SCHF | 84 | Natural Wood | 0 | 2017 | 2025
VT Transco | PV20 | 115 | SOUTH HERO | GRAND ISLE TERMINAL | VT | 2.4 | 1970 | 54 | 954 ACSR | OH | N/A | SCHF | 33 | Natural Wood | 0 | 2017 | 2025
VT Transco | PV20 | 115 | GRAND ISLE TERMINAL | STATE LINE | VT | 0.9 |  |  | 3552 MCM | UG | Solid dielectric

## Sheet2 (hidden)
NO. | LINE NAME | LINE SECTION | TYPE | MILES | BY LINE) | FEET | SIZE | SIZE | LINE | NO. | WIDTH | LINE | YEAR | COMMENTS
A127 | FRENCH KING - N.G. (NU) | FRENCH KING TAP - FRENCH KING S/S | SCHF | 0.04 | 0.04 | 195 | 4/0 CPR | NONE | A127 | ----- |  | 1 | 1969
B128 | FRENCH KING - N.G. (NU) | FRENCH KING TAP - FRENCH KING S/S | SCHF | 0.04 | 0.04 | 195 | 4/0 CPR | NONE | B128 | ----- |  | 1 | 1969
F132 | DOREEN-PARTRIDGE-ADAMS(NU) | DOREEN S/S - 15002 | SCHF | 0.034928 | 0.03 | 124.5 | 1272 ACSR | 1-3/8 ALWLD | F132 | ----- | 125 | 1 | 1970
F132 | DOREEN-PARTRIDGE-ADAMS(NU) | 15002 - NEP Co. | SCHF | 6.5151 | 6.52 | 576 | 1272 ACSR | 1-3/8 ALWLD; 1-48f-.457"OPGW | F132 | ----- | 125 | 59 | 1970 | NEP Co. @ Lanesborough Jct
F132 | DOREEN-PARTRIDGE-ADAMS(NU) | 15033B -15033A | SCHF | 0.03 | 0.03 | 157 | 336(L) ACSR | NONE | F132 | ---- | 125 | 1 | 1982
F132 | DOREEN-PARTRIDGE-ADAMS(NU) | 15033A - PARTRIDGE S/S | SCHF | 0.07 | 0.07 | 360 | 336(L) ACSR | NONE | F132 | ---- | 125 | 1 | 1982
X176 | LUDLOW-PALMER(NU) | LUDLOW S/S - 17371 | SCHF | 0.11 | 0.11 | 229 | 1272 ACSS | 19#10AW/0.646 OPGW | X176 | ----- | 200 | 1 | 1979
X176 | LUDLOW-PALMER(NU) | 17371 - 17375 | SCHF | 0.33 | 0.33 | 430 | 1272 ACSS | 19#10AW/0.646 OPGW | X176 | ----- | 200 | 4 | 1959
X176 | LUDLOW-PALMER(NU) | 17375 - 17384 | SCHF | 0.71 | 0.71 | 413 | 1272 ACSS | 19#10AW/0.646 OPGW | X176 | ----- | 200 | 9 | 1959
X176 | LUDLOW-PALMER(NU) | 17384 - 17385 | SCHF | 0.07 | 0.07 | 346 | 1272 ACSS | 19#10AW/0.646 OPGW | X176 | ----- | 200 | 1 | 1989
X176 | LUDLOW-PALMER(NU) | 17385 - 17386 | SCHF | 0.06 | 0.06 | 300 | 1272 ACSS | 19#10AW/0.646 OPGW | X176 | ----- | 200 | 1 | 1959
X176 | LUDLOW-PALMER(NU) | 17386 - 17387 | SCHF | 0.08 | 0.08 | 405 | 1272 ACSS | 19#10AW/0.646 OPGW | X176 | ----- | 200 | 1 | 1989
X176 | LUDLOW-PALMER(NU) | 17387 - 17405 | SCHF | 1.38 | 1.38 | 405 | 1272 ACSS | 19#10AW/0.646 OPGW | X176 | ----- | 200 | 18 | 1959
X176 | LUDLOW-PALMER(NU) | 17405 - 17406 | SCHF | 0.07 | 0.07 | 365 | 1272 ACSS | 19#10AW/0.646 OPGW | X176 | ----- | 200 | 1 | 1989
X176 | LUDLOW-PALMER(NU) | 17406 - 408(NEP TWR) | SCHF | 0.11 | 0.11 | 281 | 1272 ACSS | 3/8 ALWLD | X176 | ----- | 200 | 2 | 1959
1007 | ELM-AGAWAM | ELM S/S - 43068 | DCSP | 0.43 | 0.43 | 569 | 1272 ACSR | 3/8 ALWLD | 1007 | 1302 | 100 | 3 | 1973 | 1007 line owns structures.
1007 | ELM-AGAWAM | 43068 - 43067 | SCWP | 0.08 | 0.08 | 435 | 1272 ACSR | 3/8 ALWLD | 1007 | ----- | 100 | 1 | 1973
1007 | ELM-AGAWAM | 43067 - 43056 | DCSP | 1.17 | 1.17 | 559 | 1272 ACSR | 3/8 ALWLD | 1007 | 1302 | 100 | 11 | 1973 | 1007 line owns structures.
1007 | ELM-AGAWAM | 43056 - 43054 | SCWP | 0.22 | 0.22 | 575 | 1272 ACSR | 3/8 ALWLD | 1007 | ----- | 100 | 2 | 1973
1007 | ELM-AGAWAM | 43054 - 43049 | DCSP | 0.54 | 0.54 | 568 | 1272 ACSR | 3/8 ALWLD | 1007 | 1302 | 100 | 5 | 1973 | 1007 line owns structures.
1007 | ELM-AGAWAM | 43049 - 43048 | SCWP | 0.13 | 0.13 | 660 | 1272 ACSR | 3/8 ALWLD | 1007 | ----- | 100 | 1 | 1973
1007 | ELM-AGAWAM | 43048 - 43046 | DCSP | 0.25 | 0.25 | 654 | 1272 ACSR | 3/8 ALWLD | 1007 | 1302 | 100 | 2 | 1973 | 1007 line owns structures.
1007 | ELM-AGAWAM | 43046 - 43045 | SCWP | 0.08 | 0.08 | 426 | 1272 ACSR | 3/8 ALWLD | 1007 | ----- | 100 | 1 | 1973
1007 | ELM-AGAWAM | 43045 - 43031 | DCSP | 1.48 | 1.48 | 558 | 1272 ACSR | 3/8 ALWLD | 1007 | 1302 | 100 | 14 | 1973 | 1007 line owns structures.
1007 | ELM-AGAWAM | 43031 - 43030 | SCWP | 0.12 | 0.12 | 655 | 1272 ACSR | 3/8 ALWLD | 1007 | ----- | 100 | 1 | 1973
1007 | ELM-AGAWAM | 43030 - 43029 | DCSP | 0.09 | 0.09 | 491 | 1272 ACSR | 3/8 ALWLD | 1007 | 1302 | 100 | 1 | 1973 | 1007 line owns structures.
1007 | ELM-AGAWAM | 43029 - 43027 | SCWP | 0.16 | 0.16 | 425 | 1272 ACSR | 3/8 ALWLD | 1007 | ----- | 100 | 2 | 1973
1007 | ELM-AGAWAM | 43027 - 43020 | DCSP | 0.77 | 0.77 | 581 | 1272 ACSR | 3/8 ALWLD | 1007 | 1302 | 100 | 7 | 1973 | 1007 line owns structures.
1007 | ELM-AGAWAM | 43020 - 43019 | SCWP | 0.16 | 0.16 | 831 | 1272 ACSR | 3/8 ALWLD | 1007 | ----- | 100 | 1 | 1973
1007 | ELM-AGAWAM | 43019 - 43002 | DCSP | 1.73 | 1.73 | 539 | 1272 ACSR | 3/8 ALWLD | 1007 | 1302 | 100 | 17 | 1973 | 1007 line owns structures.
1007 | ELM-AGAWAM | 43002 - AGAWAM S/S | DCSP | 0.03 | 0.03 | 154 | 1272 ACSR | 3/8 ALWLD | 1007 | 1302 | 100 | 1 | 1977 | 1007 line owns structures.
1039 | MIDWAY-MOUNT TOM(WMECO) | MIDWAY S/S - 1007 | SCHF | 0.08 | 0.08 | 289 | 795 ACSR | 1-OPGW-24 1-3/8" ALWLD | 1039 | ----- | 100 | 1 | 1976
1039 | MIDWAY-MOUNT TOM(WMECO) | 1007 - 1006 | SCHF | 0.13 | 0.13 | 678 | 795 ACSR | 1-OPGW-24 1-3/8" CPRWLD | 1039 | ----- | 100 | 1 | 1960 | STR. 1006 To MOUNT TOM was owned by HW&P Co.
1039 | MIDWAY-MOUNT TOM(WMECO) | 1006 | DCLT | 0 | 0 | 0 | 795 ACSR | 1-OPGW-24 1-3/8" CPRWLD | 1039 | ----- | 100 | 1 | 1958 | One side of tower is empty.
1039 | MIDWAY-MT.TOM(HP&E) | 1006 - 1004 | SCLT | 0.27 | 0.27 | 700 | 795 ACSR | 1-OPGW-24 1-3/8" CPRWLD | 1039 | ----- | 100 | 1 | 1958 | MIDWAY S/S To STR. 1006 owned by WMECO. One side of DCLT empty.
1039 | MIDWAY-MT.TOM(HP&E) | 1004 - MOUNT TOM S/S | SCHF | 0.28 | 0.28 | 374 | 795 ACSR | 1-OPGW-24 1-3/8" CPRWLD | 1039 | ----- | 100 | 4 | 1960
1044 | MONTAGUE-TILLSON-AMHERST | MONTAGUE S/S - 10008 | DCLT | 1.04 | 1.04 | 683 | 4/0 ACSR | 3#6 CPRWLD | 1044 | 1632 | 200 | 7 | 1938 | 1044 line owns structures
1044 | MONTAGUE-TILLSON-AMHERST | 10008 - 10011 | DCLT | 0.29 | 0.29 | 514 | 2/0 CPR | 3#6 CPRWLD | 1044 | 1632 | 150 | 3 | 1938 | 1044 line owns structures
1044 | MONTAGUE-TILLSON-AMHERST | 10011 - 10012 | DCWP | 0.11 | 0.11 | 564 | 2/0 CPR | 3#6 CPRWLD | 1044 | 1632 | 150 | 1 | 2005 | 1044 line owns structures
1044 | MONTAGUE-TILLSON-AMHERST | 10012 - 10023 | DCLT | 1.16 | 1.16 | 557 | 2/0 CPR | 3#6 CPRWLD | 1044 | 1632 | 150 | 11 | 1938 | 1044 line owns structures
1044 | MONTAGUE-TILLSON-AMHERST | 10023 - 10025 | DCWP | 0.19 | 0.19 | 503 | 2/0 CPR | 3#6 CPRWLD | 1044 | 1632 | 150 | 2 | 2005 | 1044 line owns structures
1044 | MONTAGUE-TILLSON-AMHERST | 10025 - 10027 | DCLT | 0.21 | 0.21 | 560 | 2/0 CPR | 3#6 CPRWLD, ADSS-72 | 1044 | 1632 | 150 | 2 | 1938 | 1044 line owns structures
1044 | MONTAGUE-TILLSON-AMHERST | 10027 - 10028 | DCWP | 0.1 | 0.1 | 530 | 2/0 CPR | 3#6 CPRWLD, ADSS-72 | 1044 | 1632 | 150 | 1 | 1999 | 1044 line owns structures
1044 | MONTAGUE-TILLSON-AMHERST | 10028 - 10033 | DCLT | 0.52 | 0.52 | 550 | 2/0 CPR | 3#6 CPRWLD, ADSS-72 | 1044 | 1632 | 150 | 5 | 1938 | 1044 line owns structures
1044 | MONTAGUE-TILLSON-AMHERST | 10033 - 10034 | DCSP | 0.1 | 0.1 | 550 | 2/0 CPR | 3#6 CPRWLD, ADSS-72 | 1044 | 1632 | 150 | 1 | 1990 | 1044 line owns structures
1044 | MONTAGUE-TILLSON-AMHERST | 10034 - 10038 | DCLT | 0.42 | 0.42 | 556 | 2/0 CPR | 3#6 CPRWLD, ADSS-72 | 1044 | 1632 | 150 | 4 | 1938 | 1044 line owns structures
1044 | MONTAGUE-TILLSON-AMHERST | 10038 - 10039 | DCWP | 0.1 | 0.1 | 530 | 2/0 CPR | 3#6 CPRWLD, ADSS-72 | 1044 | 1632 | 150 | 1 | 1999 | 1044 line owns structures
1044 | MONTAGUE-TILLSON-AMHERST | 10039 - 10109 | DCLT | 6.72 | 6.72 | 507 | 2/0 CPR | 3#6 CPRWLD, ADSS-72 | 1044 | 1632 | 150 | 70 | 1938 | 1044 line owns structures
1044 | MONTAGUE-TILLSON-AMHERST | 10109 - 10110 | DCLWP | 0.1 | 0.1 | 503 | 2/0 CPR | 3#6 CPRWLD, ADSS-72 | 1044 | 1632 | 150 | 1 | 1978 | 1044 line owns structures
1044 | MONTAGUE-TILLSON-AMHERST | 10110 - 10119B | DCLT | 0.85 | 0.85 | 497 | 2/0 CPR | 3#6 CPRWLD, ADSS-72 | 1044 | 1632 | 150 | 9 | 1938 | 1044 line owns structures
1044 | MONTAGUE-TILLSON-AMHERST | 10119B - 10120 | SCLSWT | 0.04 | 0.04 | 221 | 2/0 CPR | 3#6 CPRWLD, ADSS-72 | 1044 | ----- | 150 | 1 | 1938
1044 | MONTAGUE-TILLSON-AMHERST | 10120 - 10130A | DCLT | 1 | 0.99767 | 479 | 2/0 CPR | 3#6 CPRWLD, ADSS-72 | 1044 | 1632 | 150 | 11 | 1938 | 1044 line owns structures
1044 | MONTAGUE-TILLSON-AMHERST | 10130A - 10131 | DCSP | 0.06 | 0.0579 | 305 | 2/0 CPR | 3#6 CPRWLD, ADSS-72 | 1044 | 1632 | 150 | 1 | 2015
1044 | MONTAGUE-TILLSON-AMHERST | 10131 - 10138 | DCLT | 0.72 | 0.72002 | 543 | 2/0 CPR | 3#6 CPRWLD, ADSS-72 | 1044 | 1632 | 150 | 7 | 1938 | 1044 line owns structures
1044 | MONTAGUE-TILLSON-AMHERST | 10138 - 10139 | SCWP | 0.1 | 0.1 | 524 | 2/0 CPR | 3#6 CPRWLD, ADSS-72 | 1044 | ----- | 150 | 1 | 1994
1044 | MONTAGUE-TILLSON-AMHERST | 10139 - 10141 | DCLT | 0.21 | 0.21 | 588 | 2/0 CPR | 3#6 CPRWLD, ADSS-72 | 1044 | 1113 | 150 | 2 | 1938 | 1044 line owns structures
1044 | MONTAGUE-TILLSON-AMHERST | 10141 - 10142 | DCSP | 0.07 | 0.07 | 354 | 2/0 CPR | 3#6 CPRWLD, ADSS-72 | 1044 | 1113 | 150 | 1 | 2010 | 1044 line owns structures
1044 | MONTAGUE-TILLSON-AMHERST | 10142 - 10148 | DCLT | 0.52 | 0.52 | 455 | 2/0 CPR | 3#6 CPRWLD, ADSS-72 | 1044 | 1113 | 150 | 6 | 1938 | 1044 line owns structures
1044 | MONTAGUE-TILLSON-AMHERST | 10148 - 10151 | DCSP | 0.32 | 0.32 | 570 | 2/0 CPR | 3#6 CPRWLD, ADSS-72 | 1044 | 1113 | 150 | 3 | 2010 | 1044 line owns structures
1044 | MONTAGUE-TILLSON-AMHERST | 10151 - 10161 | DCLT | 0.97 | 0.97 | 516 | 2/0 CPR | 3#6 CPRWLD, ADSS-72 | 1044 | 1113 | 150 | 10 | 1938 | 1044 line owns structures
1044 | MONTAGUE-TILLSON-AMHERST | 10161 - 10166 | DCSP | 0.52 | 0.52 | 553 | 2/0 CPR | 3#6 CPRWLD, ADSS-72 | 1044 | 1113 | 150 | 5 | 2010 | 1044 line owns structures
1044 | MONTAGUE-TILLSON-AMHERST | 10166 - 10167 | DCLT | 0.1 | 0.1 | 551 | 2/0 CPR | 3#6 CPRWLD, ADSS-72 | 1044 | 1113 | 150 | 1 | 1938 | 1044 line owns structures
1044 | MONTAGUE-TILLSON-AMHERST | 10167 - 10169 | DCSP | 0.18 | 0.18 | 476 | 2/0 CPR | 3#6 CPRWLD, ADSS-72 | 1044 | 1113 | 150 | 2 | 2010 | 1044 line owns structures
1044 | MONTAGUE-TILLSON-AMHERST | 10169 - 10171 | DCLT | 0.2 | 0.2 | 520 | 2/0 CPR | 3#6 CPRWLD, ADSS-72 | 1044 | 1113 | 150 | 2 | 1938 | 1044 line owns structures
1044 | MONTAGUE-TILLSON-AMHERST | 10171 - 10174 | DCSP | 0.27 | 0.27 | 469 | 2/0 CPR | 3#6 CPRWLD, ADSS-72 | 1044 | 1113 | 150 | 3 | 2010 | 1044 line owns structures
1044 | MONTAGUE-TILLSON-AMHERST | 10174 - 10178M1 (AMHERST S/S) | DCLT | 0.36 | 0.36 | 377 | 2/0 CPR | 3#6 CPRWLD, ADSS-72 | 1044 | 1113 | 150 | 6 | 1938 | 1044 line owns structures
1044 | MONTAGUE-TILLSON-AMHERST | 10160A - 10160B | TAP (STEEL POLE) | 0.02 | 0.022159 | 117 | 1272 ACSS | 19 # 10 ALWLD | 1044 | ---- | 200 | 1 | 2015
1044 | MONTAGUE-TILLSON-AMHERST | 10160B - TILLSON S/S | SCSPHF | 0.12 | 0.12325 | 325 | 1272 ACSS | 19 # 10 ALWLD | 1044 | ---- | 200 | 2 | 2015
1113 | PODICK-FAIRMONT | PODICK S/S - 14153 | TERM | 0.07 | 0.07 | 382 | 556(D) ACSR | 3/8 ALWLD, ADSS-24 | 1113 | ----- | 150 | 0
1113 | PODICK-FAIRMONT | 14153 - 14152 | SCWP | 0.09 | 0.09 | 465 | 3/0 ACSR | NONE, ADSS-24 | 1113 | ----- | 150 | 1 | 1994
1113 | PODICK-FAIRMONT | 14152 - 14141 | DCLT | 1.02 | 1.02 | 490 | 3/0 ACSR | 3/8 GS, ADSS-24 | 1113 | 1632 | 150 | 11 | 1956 | 1113 line owns structures
1113 | PODICK-FAIRMONT | 14141 - 14140 | DCLT | 0.01 | 0.01 | 58 | 556(D) ACSR | NONE, ADSS-24 | 1113 | 1632 | 150 | 1 | 1956 | 1113 line owns structures
1113 | PODICK-FAIRMONT | 14140 - 10139 | SCWP | 0.09 | 0.09 | 456 | 2/0 CPR | NONE, ADSS-24 | 1113 | ----- | 150 | 1 | 1994
1113 | PODICK-FAIRMONT | 10139 - 10141 | DCLT | 0.21 | 0 | 550 | 2/0 CPR | 3#6 CPRWLD | 1044 | 1113 | 150 | 0 | 1938 | 1044 line owns structures
1113 | PODICK-FAIRMONT | 10141 - 10142 | DCSP | 0.07 | 0 | 354 | 2/0 CPR | 3#6 CPRWLD | 1044 | 1113 | 150 | 0 | 2010 | 1044 line owns structures
1113 | PODICK-FAIRMONT | 10142 - 10148 | DCLT | 0.52 | 0 | 455 | 2/0 CPR | 3#6 CPRWLD | 1044 | 1113 | 150 | 0 | 1938 | 1044 line owns structures
1113 | PODICK-FAIRMONT | 10148 - 10151 | DCSP | 0.32 | 0 | 570 | 2/0 CPR | 3#6 CPRWLD | 1044 | 1113 | 150 | 0 | 2010 | 1044 line owns structures
1113 | PODICK-FAIRMONT | 10151 - 10162 | DCLT | 1.07 | 0 | 516 | 2/0 CPR | 3#6 CPRWLD | 1044 | 1113 | 150 | 0 | 1938 | 1044 line owns structures
1113 | PODICK-FAIRMONT | 10162 - 10166 | DCSP | 0.42 | 0 | 553 | 2/0 CPR | 3#6 CPRWLD | 1044 | 1113 | 150 | 0 | 2010 | 1044 line owns structures
1113 | PODICK-FAIRMONT | 10166 - 10171 | DCLT | 0.48 | 0 | 509 | 2/0 CPR | 3#6 CPRWLD | 1044 | 1113 | 150 | 0 | 1938 | 1044 line owns structures
1113 | PODICK-FAIRMONT | 10171 - 10174 | DCSP | 0.27 | 0 | 469 | 2/0 CPR | 3#6 CPRWLD | 1044 | 1113 | 150 | 0 | 2010 | 1044 line owns structures
1113 | PODICK-FAIRMONT | 10174 - 10179 | DCLT | 0.38 | 0 | 399 | 2/0 CPR | 3#6 CPRWLD | 1044 | 1113 | 150 | 0 | 1938 | 1044 line owns structures
1113 | PODICK-FAIRMONT | 10179 - 10180 | DCLT | 0.03 | 0 | 180 | 2/0 CPR | 3#6 CPRWLD, ADSS-72 | 1044 | 1113 | 150 | 0 | 1938 | 1044 line owns structures
1113 | PODICK-FAIRMONT | 10180 - 10181 | DCSP | 0.09 | 0.09 | 454 | 2/0 CPR | 3#6 CPRWLD, ADSS-72 | 1113 | 1134 | 150 | 1 | 1986 | 1113 line owns structures
1113 | PODICK-FAIRMONT | 10181 - 10182 | DCLT | 0.08 | 0.08 | 424 | 2/0 CPR | 3#6 CPRWLD, ADSS-72 | 1113 | 1134 | 150 | 1 | 1942 | 1113 line owns structures
1113 | PODICK-FAIRMONT | 10182 - 10184 | DCSP | 0.17 | 0.17 | 454 | 2/0 CPR | 3#6 CPRWLD, ADSS-72 | 1113 | 1134 | 150 | 2 | 2010 | 1113 line owns structures
1113 | PODICK-FAIRMONT | 10184 - 10196 | DCLT | 1.04 | 1.04 | 460 | 2/0 CPR | 3#6 CPRWLD, ADSS-72 | 1113 | 1134 | 150 | 12 | 1942 | 1113 line owns structures
1113 | PODICK-FAIRMONT | 10196 - 10197 | DCSP | 0.11 | 0.11 | 585 | 2/0 CPR | 3#6 CPRWLD, ADSS-72 | 1113 | 1134 | 150 | 1 | 2010 | 1113 line owns structures
1113 | PODICK-FAIRMONT | 10197 - 10198 | DCLT | 0.1 | 0.1 | 515 | 336(L) ACSR | 3/8 GS, ADSS-72 | 1113 | 1134 | 150 | 1 | 1942 | 1113 line owns structures
1113 | PODICK-FAIRMONT | 10198 - 10199 | DCSP | 0.1 | 0.1 | 544 | 336(L) ACSR | 3/8 GS, ADSS-72 | 1113 | 1134 | 150 | 1 | 2010 | 1113 line owns structures
1113 | PODICK-FAIRMONT | 10199 - 10201 | DCLT | 0.19 | 0.19 | 512 | 336(L) ACSR | 3/8 GS, ADSS-72 | 1113 | 1134 | 150 | 2 | 1942 | 1113 line owns structures
1113 | PODICK-FAIRMONT | 10201 - 10203 | DCSP | 0.19 | 0.19 | 491 | 336(L) ACSR | 3/8 GS, ADSS-72 | 1113 | 1134 | 150 | 2 | 2010 | 1113 line owns structures
1113 | PODICK-FAIRMONT | 10203 - 10209 | DCLT | 0.59 | 0.59 | 517 | 336(L) ACSR | 3/8 GS, ADSS-72 | 1113 | 1134 | 150 | 6 | 1942 | 1113 line owns structures
1113 | PODICK-FAIRMONT | 10209 - 10210 | DCSP | 0.1 | 0.1 | 527 | 336(L) ACSR | 3/8 GS, ADSS-72 | 1113 | 1134 | 150 | 1 | 2010 | 1113 line owns structures
1113 | PODICK-FAIRMONT | 10210 - 10214 | DCLT | 0.4 | 0.4 | 526 | 336(L) ACSR | 3/8 GS, ADSS-72 | 1113 | 1134 | 150 | 4 | 1942 | 1113 line owns structures
1113 | PODICK-FAIRMONT | 10214 - 10217 | DCSP | 0.29 | 0.29 | 515 | 336(L) ACSR | 3/8 GS, ADSS-72 | 1113 | 1134 | 150 | 3 | 2010 | 1113 line owns structures
1113 | PODICK-FAIRMONT | 10217 - 10220 | DCLT | 0.3 | 0.3 | 521 | 336(L) ACSR | 3/8 GS, ADSS-72 | 1113 | 1134 | 150 | 3 | 1942 | 1113 line owns structures
1113 | PODICK-FAIRMONT | 10220 - 10221 | DCSP | 0.1 | 0.1 | 521 | 336(L) ACSR | 3/8 GS, ADSS-72 | 1113 | 1134 | 150 | 1 | 2010 | 1113 line owns structures
1113 | PODICK-FAIRMONT | 10221 - 10237 | DCLT | 1.64 | 1.64 | 541 | 336(L) ACSR | 3/8 GS, ADSS-72 | 1113 | 1134 | 150 | 16 | 1942 | 1113 line owns structures
1113 | PODICK-FAIRMONT | 10237 - 10266 | DCLT | 3.25 | 3.25 | 592 | 336(L) ACSR | 3/8 GS, OPGW-72 | 1113 | 1134 | 150 | 29 | 1942 | 1113 line owns structures
1113 | PODICK-FAIRMONT | 10266 - 10269 | DCLT | 0.31 | 0.31 | 550 | 336(L) ACSR | 3/8 GS | 1113 | 1134 | 150 | 3 | 1942 | 1113 line owns structures
1113 | PODICK-FAIRMONT | 10269 - 10270 | DCSP | 0.09 | 0.09 | 490 | 336(L) ACSR | 3/8 GS | 1113 | 1134 | 150 | 1 | 2010 | 1113 line owns structures
1113 | PODICK-FAIRMONT | 10270 - FAIRMONT S/S | DCLT | 4.21 | 4.21 | 634 | 336(L) ACSR | 3/8 GS | 1113 | 1134 | 150 | 35 | 1942 | 1113 line owns structures
1113 | PODICK-TILLSON - FAIRMONT | 10161A - 10161B | SCSP | 0.07 | 0.06723 | 355 | 1272 ACSS | 19 # 10 ALWLD, OPGW - 48 | 1113 | ---- | 200 | 1 | 2015
1113 | PODICK-TILLSON - FAIRMONT | 10161B - TILLSON S/S | SCSPHF | 0.07 | 0.06633 | 350 | 1272 ACSS | 19 # 10 ALWLD, OPGW - 48 | 1113 | ---- | 200 | 1 | 2015
1134 | AMHERST-FAIRMONT | AMHERST S/S - 10180 | DCLT | 0.05 | 0 | 120 | 2/0 CPR | 3#6 CPRWLD ADSS-72 | 1113 | 1134 | 150 | 0 | 1938 | 1113 line owns structures
1134 | AMHERST-FAIRMONT | 10180 - 10181 | DCSP | 0.09 | 0 | 454 | 2/0 CPR | 3#6 CPRWLD ADSS-72 | 1113 | 1134 | 150 | 0 | 1986 | 1113 line owns structures
1134 | AMHERST-FAIRMONT | 10181 - 10182 | DCLT | 0.08 | 0 | 424 | 2/0 CPR | 3#6 CPRWLD ADSS-72 | 1113 | 1134 | 150 | 0 | 1942 | 1113 line owns structures
1134 | AMHERST-FAIRMONT | 10182 - 10184 | DCSP | 0.17 | 0 | 454 | 2/0 CPR | 3#6 CPRWLD ADSS-72 | 1113 | 1134 | 150 | 0 | 2010 | 1113 line owns structures
1134 | AMHERST-FAIRMONT | 10184 - 10196 | DCLT | 1.04 | 0 | 460 | 2/0 CPR | 3#6 CPRWLD ADSS-72 | 1113 | 1134 | 150 | 0 | 1942 | 1113 line owns structures
1134 | AMHERST-FAIRMONT | 10196 - 10197 | DCSP | 0.11 | 0 | 585 | 2/0 CPR | 3#6 CPRWLD ADSS-72 | 1113 | 1134 | 150 | 0 | 1986 | 1113 line owns structures
1134 | AMHERST-FAIRMONT | 10197 - 10198 | DCLT | 0.1 | 0 | 515 | 336(L) ACSR | 2-3/8 GS, ADSS-72 | 1113 | 1134 | 150 | 0 | 1942 | 1113 line owns structures
1134 | AMHERST-FAIRMONT | 10198 - 10199 | DCSP | 0.1 | 0 | 544 | 336(L) ACSR | 2-3/8 GS, ADSS-72 | 1113 | 1134 | 150 | 0 | 2010 | 1113 line owns structures
1134 | AMHERST-FAIRMONT | 10199 - 10201 | DCLT | 0.19 | 0 | 513 | 336(L) ACSR | 2-3/8 GS, ADSS-72 | 1113 | 1134 | 150 | 0 | 1942 | 1113 line owns structures
1134 | AMHERST-FAIRMONT | 10201 - 10203 | DCSP | 0.19 | 0 | 463 | 336(L) ACSR | 2-3/8 GS, ADSS-72 | 1113 | 1134 | 150 | 0 | 2010 | 1113 line owns structures
1134 | AMHERST-FAIRMONT | 10203 - 10209 | DCLT | 0.59 | 0 | 517 | 336(L) ACSR | 2-3/8 GS, ADSS-72 | 1113 | 1134 | 150 | 0 | 1942 | 1113 line owns structures
1134 | AMHERST-FAIRMONT | 110209 - 10210 | DCSP | 0.1 | 0 | 527 | 336(L) ACSR | 2-3/8 GS, ADSS-72 | 1113 | 1134 | 150 | 0 | 2010 | 1113 line owns structures
1134 | AMHERST-FAIRMONT | 10210 - 10215 | DCLT | 0.5 | 0 | 525 | 336(L) ACSR | 2-3/8 GS, ADSS-72 | 1113 | 1134 | 150 | 0 | 1942 | 1113 line owns structures
1134 | AMHERST-FAIRMONT | 10215 - 10217 | DCSP | 0.19 | 0 | 512 | 336(L) ACSR | 2-3/8 GS, ADSS-72 | 1113 | 1134 | 150 | 0 | 2010 | 1113 line owns structures
1134 | AMHERST-FAIRMONT | 10217 - 10220 | DCLT | 0.3 | 0 | 521 | 336(L) ACSR | 2-3/8 GS, ADSS-72 | 1113 | 1134 | 150 | 0 | 1942 | 1113 line owns structures
1134 | AMHERST-FAIRMONT | 10220 - 10221 | DCSP | 0.1 | 0 | 523 | 336(L) ACSR | 2-3/8 GS, ADSS-72 | 1113 | 1134 | 150 | 0 | 2010 | 1113 line owns structures
1134 | AMHERST-FAIRMONT | 10221 - 10237 | DCLT | 1.64 | 0 | 541 | 336(L) ACSR | 2-3/8 GS, ADSS-72 | 1113 | 1134 | 150 | 0 | 1942 | 1113 line owns structures
1134 | AMHERST-FAIRMONT | 10237 - 10266 | DCLT | 3.25 | 0 | 592 | 336(L) ACSR | 3/8 GS, OPGW-72 | 1113 | 1134 | 150 | 0 | 1942 | 1113 line owns structures
1134 | AMHERST-FAIRMONT | 10266 - 10269 | DCLT | 0.31 | 0 | 550 | 336(L) ACSR | 3/8 GS | 1113 | 1134 | 150 | 0 | 1942 | 1113 line owns structures
1134 | AMHERST-FAIRMONT | 10269 -10270 | DCSP | 0.09 | 0 | 490 | 336(L) ACSR | 3/8 GS | 1113 | 1134 | 150 | 0 | 2010 | 1113 line owns structures
1134 | AMHERST-FAIRMONT | 10270 - FAIRMONT S/S | DCLT | 4.21 | 0 | 624 | 336(L) ACSR | OPGW-72 | 1113 | 1134 | 150 | 0 | 1942 | 1113 line owns structures
1161 | DOREEN-OSWALD-WOODLAND | DOREEN S/S - 40040 | SCHF | 3.63 | 3.63 | 533 | 1272 ACSR | 3/8 ALWLD, OPGW-24 | 1161 | ----- | 200 | 35 | 1975
1161 | DOREEN-OSWALD-WOODLAND | 40040 - 6013 | SCHF | 3.54 | 3.54 | 471 | 1272 ACSR | 3/8 ALWLD, OPGW-24 | 1161 | ----- | 200 | 39 | 1991
1161 | DOREEN-OSWALD-WOODLAND | 6013 - 6012 | SCHF | 0.08 | 0.08 | 445 | 336(L) ACSR | OPGW-24 | 1161 | ----- | 200 | 1 | 1991
1161 | DOREEN-OSWALD-WOODLAND | 6012 - 6010 | SCLT | 0.35 | 0.35 | 925 | 336(L) ACSR | OPGW-24 | 1161 | ----- | 200 | 2 | 1953
1161 | DOREEN-OSWALD-WOODLAND | 6010 - WOODLAND S/S | SCHF | 0.91 | 0.91 | 534 | 1272 ACSR | 3/8 ALWLD, OPGW-24 | 1161 | ----- | 200 | 9 | 1991
1161 | DOREEN-OSWALD-WOODLAND | 40040 - 40035A | DCLWP | 0.44 | 0 | 469 | 1272 ACSR | OPGW-24 | 1211 | 1161 | 200 | 0 | 1972 | 1211 line owns structures
1161 | DOREEN-OSWALD-WOODLAND | 40035A - 40034 | SCWP | 0.09 | 0.09 | 483 | 1272 ACSR | OPGW-24 | 1161 | ----- | 200 | 1 | 1972
1161 | DOREEN-OSWALD-WOODLAND | 40034 - 40032A | DCLWP | 0.16 | 0 | 419 | 1272 ACSR | OPGW-24 | 1211 | 1161 | 200 | 0 | 1972 | 1211 line owns structures
1161 | DOREEN-OSWALD-WOODLAND | 40032A - 40031 | SCWP | 0.07 | 0.07 | 383 | 1272 ACSR | OPGW-24 | 1161 | ----- | 200 | 1 | 1972
1161 | DOREEN-OSWALD-WOODLAND | 40031 - 40030A | DCLWP | 0.07 | 0 | 383 | 1272 ACSR | OPGW-24 | 1211 | 1161 | 200 | 0 | 1972 | 1211 line owns structures
1161 | DOREEN-OSWALD-WOODLAND | 40030A - 40028 | SCWP | 0.14 | 0.14 | 375 | 1272 ACSR | OPGW-24 | 1161 | ----- | 200 | 2 | 1972
1161 | DOREEN-OSWALD-WOODLAND | 40028 - 40027A | DCLWP | 0.07 | 0 | 373 | 1272 ACSR | OPGW-24 | 1211 | 1161 | 200 | 0 | 1972 | 1211 line owns structures
1161 | DOREEN-OSWALD-WOODLAND | 40027A - 40026 | SCLWP | 0.14 | 0.14 | 728 | 1272 ACSR | OPGW-24 | 1161 | ----- | 200 | 1 | 2006
1161 | DOREEN-OSWALD-WOODLAND | 40026 - 40024A | DCLWP | 0.26 | 0 | 685 | 1272 ACSR | OPGW-24 | 1211 | 1161 | 200 | 0 | 1972 | 1211 line owns structures
1161 | DOREEN-OSWALD-WOODLAND | 40024A - 40023 | SCLWP | 0.14 | 0.14 | 719 | 1272 ACSR | OPGW-24 | 1161 | ----- | 200 | 1 | 1972
1161 | DOREEN-OSWALD-WOODLAND | 40023 - 40022A | DCLWP | 0.09 | 0 | 454 | 1272 ACSR | OPGW-24 | 1211 | 1161 | 200 | 0 | 1972 | 1211 line owns structures
1161 | DOREEN-OSWALD-WOODLAND | 40022A - 40021 | SCWP | 0.1 | 0.1 | 537 | 1272 ACSR | OPGW-24 | 1161 | ----- | 200 | 1 | 1972
1161 | DOREEN-OSWALD-WOODLAND | 40021 - 40016A | DCLWP | 0.45 | 0 | 476 | 1272 ACSR | OPGW-24 | 1211 | 1161 | 200 | 0 | 1972 | 1211 line owns structures
1161 | DOREEN-OSWALD-WOODLAND | 40016A - 40015 | SCLWP | 0.12 | 0.12 | 625 | 1272 ACSR | OPGW-24 | 1161 | ----- | 200 | 1 | 1972
1161 | DOREEN-OSWALD-WOODLAND | 40015 - 40013A | DCLWP | 0.24 | 0 | 633 | 1272 ACSR | OPGW-24 | 1211 | 1161 | 200 | 0 | 1972 | 1211 line owns structures
1161 | DOREEN-OSWALD-WOODLAND | 40013A - 40012 | SCWP | 0.08 | 0.08 | 417 | 1272 ACSR | OPGW-24 | 1161 | ----- | 200 | 1 | 1972
1161 | DOREEN-OSWALD-WOODLAND | 40012 - 40011A | DCLWP | 0.08 | 0 | 415 | 1272 ACSR | OPGW-24 | 1211 | 1161 | 200 | 0 | 1972 | 1211 line owns structures
1161 | DOREEN-OSWALD-WOODLAND | 40011A - 40010 | SCWP | 0.1 | 0.1 | 522 | 1272 ACSR | OPGW-24 | 1161 | ----- | 200 | 1 | 1972
1161 | DOREEN-OSWALD-WOODLAND | 40010 - 40009A | DCLWP | 0.1 | 0 | 539 | 1272 ACSR | OPGW-24 | 1211 | 1161 | 200 | 0 | 1972 | 1211 line owns structures
1161 | DOREEN-OSWALD-WOODLAND | 40009A - 40008 | SCWP | 0.14 | 0.14 | 710 | 1272 ACSR | OPGW-24 | 1161 | ----- | 200 | 1 | 1972
1161 | DOREEN-OSWALD-WOODLAND | 40008 - 40004A | DCLWP | 0.48 | 0 | 634 | 1272 ACSR | OPGW-24 | 1211 | 1161 | 200 | 0 | 1972 | 1211 line owns structures
1161 | DOREEN-OSWALD-WOODLAND | 40004A - 40003 | SCLWP | 0.13 | 0.13 | 673 | 1272 ACSR | OPGW-24 | 1161 | ----- | 200 | 1 | 1972
1161 | DOREEN-OSWALD-WOODLAND | 40003 - 40002A | DCLWP | 0.14 | 0 | 716 | 1272 ACSR | OPGW-24 | 1211 | 1161 | 200 | 0 | 1972 | 1211 line owns structures
1161 | DOREEN-OSWALD-WOODLAND | 40002A - 40001 | SCLWP | 0.1 | 0.1 | 520 | 1272 ACSR | OPGW-24 | 1161 | ----- | 200 | 1 | 1972
1161 | DOREEN-OSWALD-WOODLAND | 40001 - OSWALD S/S | DCLWP | 0.08 | 0 | 400 | 1272 ACSR | OPGW-24 | 1211 | 1161 | 200 | 0 | 1972 | 1211 line owns structures
1205 | LUDLOW-WEST HAMPDEN(N.G.) | LUDLOW S/S - 44036 | DCSP | 4.01 | 4.01 | 588 | 1272 ACSR | 3/8 ALWLD | 1205 | ----- | 250 | 35 | 1975 | One side of structure vacant.
1205 | LUDLOW-WEST HAMPDEN(N.G.) | 44036 - 44037 | SCWP | 0.1 | 0.1 | 500 | 1272 ACSR | 3/8 ALWLD | 1205 | ----- | 250 | 1 | 1975
1205 | LUDLOW-WEST HAMPDEN(N.G.) | 44037 - 44055 | DCSP | 1.94 | 1.94 | 570 | 1272 ACSR | 3/8 ALWLD | 1205 | ----- | 250 | 18 | 1975 | One side of structure vacant.
1205 | LUDLOW-WEST HAMPDEN(N.G.) | 44055 - 44056 | SCWP | 0.1 | 0.1 | 519 | 1272 ACSR | 3/8 ALWLD | 1205 | ----- | 250 | 1 | 1975
1205 | LUDLOW-WEST HAMPDEN(N.G.) | 44056 - 44061 | DCSP | 0.58 | 0.58 | 613 | 1272 ACSR | 3/8 ALWLD | 1205 | ----- | 250 | 5 | 1975 | One side of structure vacant.
1205 | LUDLOW-WEST HAMPDEN(N.G.) | 44061 - 44062 | SCWP | 0.08 | 0.08 | 428 | 1272 ACSR | 3/8 ALWLD | 1205 | ----- | 250 | 1 | 1975
1205 | LUDLOW-WEST HAMPDEN(N.G.) | 44062 - 44082 | DCSP | 2.43 | 2.43 | 622 | 1272 ACSR | 3/8 ALWLD | 1205 | ----- | 250 | 20 | 1975 | One side of structure vacant.
1205 | LUDLOW-WEST HAMPDEN(N.G.) | 44082 - 44083-2 | SCSP | 0.05 | 0.054 | 285 | 1272 ACSR | 3/8 ALWLD | 1205 |  | 250 | 1 | 2014
1205 | LUDLOW-WEST HAMPDEN(N.G.) | 44083-2 - 44082B | SCSPHF | 0.05 | 0.054 | 283 | 1272 ACSS | counterpoise, Type C | 1205 |  |  | 1 | 2014
1211 | DOREEN-NORTH-OSWALD | DOREEN S/S - 6093 | TERM | 0.03 | 0.03 | 130 | 1272 ACSR | NONE | 1211 | ----- | 200 | 0
1211 | DOREEN-NORTH-OSWALD | 6033 - 6092 | SCHF | 0.05 | 0.05 | 245 | 336(L) ACSR | NONE | 1211 | ----- | 200 | 1 | 1955
1211 | DOREEN-NORTH-OSWALD | 6092 - 6091 | SCHF | 0.04 | 0.04 | 208 | 336(L) ACSR | 3/8 ALWLD/0.457 OPGW | 1211 | ----- | 200 | 1 | 1975
1211 | DOREEN-NORTH-OSWALD | 6091 - 6089 | SCHF | 0.23 | 0.23 | 618 | 336(L) ACSR | 3/8 ALWLD/0.457 OPGW | 1211 | ----- | 200 | 2 | 1963
1211 | DOREEN-NORTH-OSWALD | 6089 - 6085 | SCHF | 0.35 | 0.35 | 462 | 336(L) ACSR | 3#6 CPRWLD/0.457 OPGW | 1211 | ----- | 200 | 4 | 1955
1211 | DOREEN-NORTH-OSWALD | 6085 - 6084 | SCHF | 0.09 | 0.09 | 480 | 336(L) ACSR | 3#6 CPRWLD/0.457 OPGW | 1211 | ----- | 200 | 1 | 1979
1211 | DOREEN-NORTH-OSWALD | 6084 - 6078 | SCHF | 0.44 | 0.44 | 389 | 336(L) ACSR | 3#6 CPRWLD/0.457 OPGW | 1211 | ----- | 200 | 6 | 1955
1211 | DOREEN-NORTH-OSWALD | 6078 - 6076 | SCHF | 0.26 | 0.26 | 676 | 336(L) ACSR | 3#6 CPRWLD/0.457 OPGW | 1211 | ----- | 200 | 2 | 1979
1211 | DOREEN-NORTH-OSWALD | 6076 - 6075 | SCHF | 0.07 | 0.07 | 387 | 336(L) ACSR | 3#6 CPRWLD/0.457 OPGW | 1211 | ----- | 200 | 1 | 1955
1211 | DOREEN-NORTH-OSWALD | 6075 - 6074 | SCHF | 0.09 | 0.09 | 474 | 336(L) ACSR | 3#6 CPRWLD/0.457 OPGW | 1211 | ----- | 200 | 1 | 1975
1211 | DOREEN-NORTH-OSWALD | 6074 - 6073 | SCHF | 0.08 | 0.08 | 399 | 336(L) ACSR | 3#6 CPRWLD/0.457 OPGW | 1211 | ----- | 200 | 1 | 1963
1211 | DOREEN-NORTH-OSWALD | 6073 - 6072 | SCHF | 0.19 | 0.19 | 998 | 336(L) ACSR | 3#6 CPRWLD/0.457 OPGW | 1211 | ----- | 200 | 1 | 1955
1211 | DOREEN-NORTH-OSWALD | 6072 - 6071 | SCHF | 0.11 | 0.11 | 587 | 336(L) ACSR | 3#6 CPRWLD/0.457 OPGW | 1211 | ----- | 200 | 1 | 1960
1211 | DOREEN-NORTH-OSWALD | 6071 - 6064 | SCHF | 0.57 | 0.57 | 430 | 336(L) ACSR | 3#6 CPRWLD/0.457 OPGW | 1211 | ----- | 200 | 7 | 1955
1211 | DOREEN-NORTH-OSWALD | 6064 - 6063 | SCHF | 0.12 | 0.12 | 615 | 336(L) ACSR | 3#6 CPRWLD/0.457 OPGW | 1211 | ----- | 200 | 1 | 1979
1211 | DOREEN-NORTH-OSWALD | NORTH TAP - NORTH S/S | SCHF | 0.21 | 0.21 | 543 | 336(L) ACSR | 3#6 CPRWLD/0.457 OPGW | 1211 | ----- | 200 | 2 | 1955
1211 | DOREEN-NORTH-OSWALD | 6063 - 6052 | SCHF | 0.91 | 0.91 | 402 | 336(L) ACSR | 3#6 CPRWLD/0.457 OPGW | 1211 | ----- | 200 | 12 | 1955
1211 | DOREEN-NORTH-OSWALD | 6052 - 6051-1 | SCHF | 0.1 | 0.1 | 518 | 1272 ACSR | 3/8 ALWLD/0.457 OPGW | 1211 | ----- | 200 | 1 | 1979
1211 | DOREEN-NORTH-OSWALD | 6051-1 - 40040 | SCHF | 0.07 | 0.07 | 360 | 1272 ACSR | 3/8 ALWLD, ADSS-24 | 1211 | ----- | 200 | 1 | 1989
1211 | DOREEN-NORTH-OSWALD | 40040 - 40035 | DCLWP | 0.44 | 0.44 | 469 | 1272 ACSR | OPGW-24 | 1211 | 1161 | 200 | 5 | 1972 | 1211 line owns structures
1211 | DOREEN-NORTH-OSWALD | 40035 - 40034 | SCWP | 0.09 | 0.09 | 483 | 1272 ACSR | OPGW-24 | 1211 | ----- | 200 | 1 | 1972
1211 | DOREEN-NORTH-OSWALD | 40034 - 40032 | DCLWP | 0.16 | 0.16 | 419 | 1272 ACSR | OPGW-24 | 1211 | 1161 | 200 | 2 | 1972 | 1211 line owns structures
1211 | DOREEN-NORTH-OSWALD | 40032 - 40031 | SCWP | 0.07 | 0.07 | 383 | 1272 ACSR | OPGW-24 | 1211 | ----- | 200 | 1 | 1972
1211 | DOREEN-NORTH-OSWALD | 40031 - 40030 | DCLWP | 0.07 | 0.07 | 383 | 1272 ACSR | OPGW-24 | 1211 | 1161 | 200 | 1 | 1972 | 1211 line owns structures
1211 | DOREEN-NORTH-OSWALD | 40030 - 40028 | SCWP | 0.14 | 0.14 | 375 | 1272 ACSR | OPGW-24 | 1211 | ----- | 200 | 2 | 1972
1211 | DOREEN-NORTH-OSWALD | 40028 - 40027 | DCLWP | 0.07 | 0.07 | 373 | 1272 ACSR | OPGW-24 | 1211 | 1161 | 200 | 1 | 1972 | 1211 line owns structures
1211 | DOREEN-NORTH-OSWALD | 40027 - 40026 | SCWP | 0.14 | 0.14 | 728 | 1272 ACSR | OPGW-24 | 1211 | ----- | 200 | 2 | 1972
1211 | DOREEN-NORTH-OSWALD | 40026 - 40024 | DCLWP | 0.26 | 0.26 | 685 | 1272 ACSR | OPGW-24 | 1211 | 1161 | 200 | 2 | 1972 | 1211 line owns structures
1211 | DOREEN-NORTH-OSWALD | 40024 - 40023 | SCWP | 0.14 | 0.14 | 719 | 1272 ACSR | OPGW-24 | 1211 | ----- | 200 | 1 | 1972
1211 | DOREEN-NORTH-OSWALD | 40023 - 40022 | DCLWP | 0.09 | 0.09 | 454 | 1272 ACSR | OPGW-24 | 1211 | 1161 | 200 | 1 | 1972 | 1211 line owns structures
1211 | DOREEN-NORTH-OSWALD | 40022 - 40021 | SCWP | 0.1 | 0.1 | 537 | 1272 ACSR | OPGW-24 | 1211 | ----- | 200 | 1 | 1972
1211 | DOREEN-NORTH-OSWALD | 40021 - 40016 | DCLWP | 0.45 | 0.45 | 476 | 1272 ACSR | OPGW-24 | 1211 | 1161 | 200 | 5 | 1972 | 1211 line owns structures
1211 | DOREEN-NORTH-OSWALD | 40016 - 40015 | SCWP | 0.12 | 0.12 | 625 | 1272 ACSR | OPGW-24 | 1211 | ----- | 200 | 1 | 1972
1211 | DOREEN-NORTH-OSWALD | 40015 - 40013 | DCLWP | 0.24 | 0.24 | 633 | 1272 ACSR | OPGW-24 | 1211 | 1161 | 200 | 2 | 1972 | 1211 line owns structures
1211 | DOREEN-NORTH-OSWALD | 40013 - 40012 | SCWP | 0.08 | 0.08 | 417 | 1272 ACSR | OPGW-24 | 1211 | ----- | 200 | 1 | 1972
1211 | DOREEN-NORTH-OSWALD | 40012 - 40011 | DCLWP | 0.08 | 0.08 | 415 | 1272 ACSR | OPGW-24 | 1211 | 1161 | 200 | 1 | 1972 | 1211 line owns structures
1211 | DOREEN-NORTH-OSWALD | 40011 - 40010 | SCWP | 0.1 | 0.1 | 522 | 1272 ACSR | OPGW-24 | 1211 | ----- | 200 | 1 | 1972
1211 | DOREEN-NORTH-OSWALD | 40010 - 40009 | DCLWP | 0.1 | 0.1 | 539 | 1272 ACSR | OPGW-24 | 1211 | 1161 | 200 | 1 | 1972 | 1211 line owns structures
1211 | DOREEN-NORTH-OSWALD | 40009 - 40008 | SCWP | 0.14 | 0.14 | 710 | 1272 ACSR | OPGW-24 | 1211 | ----- | 200 | 1 | 1972
1211 | DOREEN-NORTH-OSWALD | 40008 - 40004 | DCLWP | 0.48 | 0.48 | 634 | 1272 ACSR | OPGW-24 | 1211 | 1161 | 200 | 4 | 1972 | 1211 line owns structures
1211 | DOREEN-NORTH-OSWALD | 40004 - 40003 | SCLWP | 0.13 | 0.13 | 673 | 1272 ACSR | OPGW-24 | 1211 | ----- | 200 | 1 | 1972
1211 | DOREEN-NORTH-OSWALD | 40003 - 40002 | DCLWP | 0.14 | 0.14 | 716 | 1272 ACSR | OPGW-24 | 1211 | 1161 | 200 | 1 | 1972 | 1211 line owns structures
1211 | DOREEN-NORTH-OSWALD | 40002 - 40001 | SCLWP | 0.1 | 0.1 | 520 | 1272 ACSR | OPGW-24 | 1211 | ----- | 200 | 1 | 1972
1211 | DOREEN-NORTH-OSWALD | 40001 - OSWALD S/S | DCLWP | 0.07 | 0.07 | 386 | 1272 ACSR | OPGW-24 | 1211 | 1161 | 200 | 1 | 1972 | 1211 line owns structures
1230 | AGAWAM-PIPER | AGAWAM S/S - 2200 | TERM | 0.025 | 0.025 | 131 | 1272 ACSS | OPGW-24 | 1230 | ----- | 150 | 0 | 2013
1230 | AGAWAM-PIPER | 2200 - 2232 | SCSP | 3.55 | 3.55 | 572 | 1272 ACSS | OPGW-24 | 1230 | ----- | 150 | 32 | 2013 | 1230 line owns structures
1230 | AGAWAM-PIPER | 2232 - PIPER | SCSP | 0.025 | 0.025 | 130 | 1272 ACSS | OPGW-24 | 1230 | ----- | 150 | 0 | 2013
1231 | CUMBERLAND-BERKSHIRE | CUMBERLAND S/S - 31001 | TERM | 0.03 | 0.03 | 150 | 2/0 CPR | 2-3#6 CPRWLD | 1231 | ----- | 100-130 | 0
1231 | CUMBERLAND-BERKSHIRE | 31001 - 31002 | DCLT | 0.06 | 0 | 310 | 2/0 CPR | OPGW-24 | 1242 | 1231 | 100-130 | 0 | 1966 | 1242 line owns structures
1231 | CUMBERLAND-BERKSHIRE | 31002 - 31003 | DCLT | 0.13 | 0 | 661 | 2/0 CPR | OPGW-24 | 1242 | 1231 | 100-130 | 0 | 1964 | 1242 line owns structures
1231 | CUMBERLAND-BERKSHIRE | 31003 - 31005 | DCLT | 0.15 | 0 | 408 | 2/0 CPR | OPGW-24 | 1242 | 1231 | 100-130 | 0 | 1964 | 1242 line owns structures
1231 | CUMBERLAND-BERKSHIRE | 31005 - 31010 | DCLT | 0.57 | 0 | 604 | 2/0 CPR | OPGW-24 | 1242 | 1231 | 100-130 | 0 | 1925 | 1242 line owns structures
1231 | CUMBERLAND-BERKSHIRE | 31010 - 31026A | SCSP | 1.75 | 1.75 | 578 | 2/0 CPR | 3#6 CPRWLD | 1231 | ----- | 100-130 | 16 | 2017
1231 | CUMBERLAND-BERKSHIRE | 31026A - 31027 | DCSP | 0.12 | 0 | 317 | 556 ACSS DOVE | 0.646" OPGW-24 | 1242 | 1231 | 100-130 | 0 | 2017 | 1242 line owns structures
1231 | CUMBERLAND-BERKSHIRE | 31027 - 31030 | DCSP | 0.3 | 0 | 528 | 556 ACSS DOVE | 0.646" OPGW-24 | 1242 | 1231 | 100-130 | 0 | 2017 | 1242 line owns structures
1231 | CUMBERLAND-BERKSHIRE | 31030 - 31031A | SCSP | 0.08 | 0.08 | 422 | 556 ACSS DOVE | 0.646" OPGW-24 | 1231 | ----- | 100-130 | 1 | 2017
1231 | CUMBERLAND-BERKSHIRE | 31031A - 31032A | SCSP | 0.08 | 0.08 | 422 | 556 ACSS DOVE | 0.646" OPGW-24 | 1231 | ----- | 100-130 | 1 | 2017
1231 | CUMBERLAND-BERKSHIRE | 31032A - 31033A | SCSP | 0.19 | 0.19 | 1000 | 556 ACSS DOVE | 0.646" OPGW-24 | 1231 | ----- | 100-130 | 1 | 2017
1231 | CUMBERLAND-BERKSHIRE | 31033A - 31034A | SCSP | 0.1 | 0.1 | 528 | 556 ACSS DOVE | 19#10 ALWLD | 1231 | ----- | 100-130 | 1 | 2017
1231 | CUMBERLAND-BERKSHIRE | 31034A - 31035 | SCSP | 0.11 | 0.11 | 581 | 2/0 CPR | 3#6 CPRWLD | 1231 | ----- | 100-130 | 1 | 2017
1231 | CUMBERLAND-BERKSHIRE | 31035 - 31037 | DCSP | 0.15 | 0 | 580 | 2/0 CPR | 3#6 CPRWLD | 1242 | 1231 | 100-130 | 0 | 2014 | 1242 line owns structures
1231 | CUMBERLAND-BERKSHIRE | 31037 - 31041 | DCLT | 0.59 | 0 | 580 | 2/0 CPR | 3#6 CPRWLD | 1242 | 1231 | 100-130 | 0 | 1925 | 1242 line owns structures
1231 | CUMBERLAND-BERKSHIRE | 31041 - 31042 | SCSP | 0.15 | 0.15 | 580 | 2/0 CPR | 3#6 CPRWLD | 1242 | 1231 | 100-130 | 1 | 2014
1231 | CUMBERLAND-BERKSHIRE | 31042 - 31043 | DCSP | 0.12 | 0 | 580 | 2/0 CPR | 3#6 CPRWLD | 1242 | 1231 | 100-130 | 0 | 2014 | 1242 line owns structures
1231 | CUMBERLAND-BERKSHIRE | 31043 - 31045 | DCLT | 0.26 | 0 | 580 | 2/0 CPR | 3#6 CPRWLD | 1242 | 1231 | 100-130 | 0 | 1925 | 1242 line owns structures
1231 | CUMBERLAND-BERKSHIRE | 31045 - 31046 | DCSP | 0.11 | 0 | 580 | 2/0 CPR | 3#6 CPRWLD | 1242 | 1231 | 100-130 | 0 | 2014 | 1242 line owns structures
1231 | CUMBERLAND-BERKSHIRE | 31046 - 31047 | SCSP | 0.11 | 0.11 | 580 | 2/0 CPR | 3#6 CPRWLD | 1242 | 1231 | 100-130 | 1 | 2014
1231 | CUMBERLAND-BERKSHIRE | 31047 - 31058 | DCLT | 1.09 | 0 | 580 | 2/0 CPR | 3#6 CPRWLD | 1242 | 1231 | 100-130 | 0 | 1925 | 1242 line owns structures
1231 | CUMBERLAND-BERKSHIRE | 31058 - 31059 | DCSP | 0.1 | 0 | 580 | 2/0 CPR | 3#6 CPRWLD | 1242 | 1231 | 100-130 | 0 | 2014 | 1242 line owns structures
1231 | CUMBERLAND-BERKSHIRE | 31059 - 31061 | DCLT | 0.2 | 0 | 580 | 2/0 CPR | 3#6 CPRWLD | 1242 | 1231 | 100-130 | 0 | 1925 | 1242 line owns structures
1231 | CUMBERLAND-BERKSHIRE | 31061 - 31063 | SCSP | 0.21 | 0.21 | 580 | 2/0 CPR | 3#6 CPRWLD | 1242 | 1231 | 100-130 | 1 | 2014
1231 | CUMBERLAND-BERKSHIRE | 31063 - 31077 | DCLT | 1.45 | 0 | 580 | 2/0 CPR | 3#6 CPRWLD | 1242 | 1231 | 100-130 | 0 | 1925 | 1242 line owns structures
1231 | CUMBERLAND-BERKSHIRE | 31077 - 31078 | SCSP | 0.13 | 0.13 | 580 | 2/0 CPR | 3#6 CPRWLD | 1242 | 1231 | 100-130 | 1 | 2014
1231 | CUMBERLAND-BERKSHIRE | 31078 - 31083 | DCLT | 0.86 | 0 | 580 | 2/0 CPR | 3#6 CPRWLD | 1242 | 1231 | 100-130 | 0 | 1925 | 1242 line owns structures
1231 | CUMBERLAND-BERKSHIRE | 31083 - 31085 | DCSP | 0.21 | 0 | 580 | 2/0 CPR | 3#6 CPRWLD | 1242 | 1231 | 100-130 | 0 | 2014 | 1242 line owns structures
1231 | CUMBERLAND-BERKSHIRE | 31085 - 31100 | DCLT | 1.66 | 0 | 580 | 2/0 CPR | 3#6 CPRWLD | 1242 | 1231 | 100-130 | 0 | 1925 | 1242 line owns structures
1231 | CUMBERLAND-BERKSHIRE | 31100 - 31102 | SCSP | 0.13 | 0.13 | 520 | 2/0 CPR | 3#6 CPRWLD | 1242 | 1231 | 100-130 | 1 | 2014
1231 | CUMBERLAND-BERKSHIRE | 31102 - 31110 | DCLT | 0.67 | 0 | 520 | 2/0 CPR | 3#6 CPRWLD | 1242 | 1231 | 100-130 | 0 | 1925 | 1242 line owns structures
1231 | CUMBERLAND-BERKSHIRE | 31110 - 31111 | DCSP | 0.1 | 0 | 520 | 2/0 CPR | 3#6 CPRWLD | 1242 | 1231 | 100-130 | 0 | 2010 | 1242 line owns structures
1231 | CUMBERLAND-BERKSHIRE | 31111 - 31112 | DCSP | 0.11 | 0 | 665 | 2/0 CPR | 3#6 CPRWLD | 1242 | 1231 | 100-130 | 0 | 2014 | 1242 line owns structures
1231 | CUMBERLAND-BERKSHIRE | 31112 - 31113 | DCLT | 0.14 | 0 | 665 | 2/0 CPR | 3#6 CPRWLD | 1242 | 1231 | 100-130 | 0 | 1925 | 1242 line owns structures
1231 | CUMBERLAND-BERKSHIRE | 31113 - 31114 | DCSP | 0.1 | 0 | 520 | 2/0 CPR | 3#6 CPRWLD | 1242 | 1231 | 100-130 | 0 | 2010 | 1242 line owns structures
1231 | CUMBERLAND-BERKSHIRE | 31114 - 31118 | DCLT | 0.49 | 0 | 641 | 2/0 CPR | 3#6 CPRWLD | 1242 | 1231 | 100-130 | 0 | 1925 | 1242 line owns structures
1231 | CUMBERLAND-BERKSHIRE | 31118 - 31119 | DCSP | 0.11 | 0 | 570 | 2/0 CPR | 3#6 CPRWLD | 1242 | 1231 | 100-130 | 0 | 2010 | 1242 line owns structures
1231 | CUMBERLAND-BERKSHIRE | 31119 - 31130 | DCLT | 1.45 | 0 | 629 | 2/0 CPR | 3#6 CPRWLD | 1242 | 1231 | 100-130 | 0 | 1925 | 1242 line owns structures
1231 | CUMBERLAND-BERKSHIRE | 31130 - 31131 | DCSP | 0.1 | 0 | 629 | 2/0 CPR | 3#6 CPRWLD | 1242 | 1231 | 100-130 | 0 | 2014 | 1242 line owns structures
1231 | CUMBERLAND-BERKSHIRE | 31131 - 31135 | DCLT | 0.35 | 0 | 629 | 2/0 CPR | 3#6 CPRWLD | 1242 | 1231 | 100-130 | 0 | 1925 | 1242 line owns structures
1231 | CUMBERLAND-BERKSHIRE | 31135 - 31136 | DCSP | 0.13 | 0 | 629 | 2/0 CPR | 3#6 CPRWLD | 1242 | 1231 | 100-130 | 0 | 2014 | 1242 line owns structures
1231 | CUMBERLAND-BERKSHIRE | 31136 - 31137 | DCSP | 0.11 | 0 | 600 | 2/0 CPR | 3#6 CPRWLD | 1242 | 1231 | 100-130 | 0 | 2010 | 1242 line owns structures
1231 | CUMBERLAND-BERKSHIRE | 31137 - 31138 | DCLT | 0.11 | 0 | 600 | 2/0 CPR | OPGW-24 | 1242 | 1231 | 100-130 | 0 | 1925 | 1242 line owns structures
1231 | CUMBERLAND-BERKSHIRE | 31138 - 31139 | DCSP | 0.13 | 0 | 675 | 2/0 CPR | OPGW-24 | 1242 | 1231 | 100-130 | 0 | 1985 | 1242 line owns structures
1231 | CUMBERLAND-BERKSHIRE | 31139 - 31146 | DCLT | 0.65 | 0 | 488 | 2/0 CPR | 3/8 ALWLD, OPGW-24 | 1242 | 1231 | 100-130 | 0 | 1925 | 1242 line owns structures
1231 | CUMBERLAND-BERKSHIRE | 31146 - 31147 | DCSP | 0.11 | 0 | 595 | 2/0 CPR | 3/8 ALWLD | 1242 | 1231 | 100-130 | 0 | 2010 | 1242 line owns structures
1231 | CUMBERLAND-BERKSHIRE | 31147 - 31148 | DCLT | 0.13 | 0 | 562 | 2/0 CPR | 3/8 ALWLD | 1242 | 1231 | 100-130 | 0 | 1925 | 1242 line owns structures
1231 | CUMBERLAND-BERKSHIRE | 31148 - 31149 | DCSP | 0.14 | 0 | 562 | 2/0 CPR | 3/8 ALWLD | 1242 | 1231 | 100-130 | 0 | 2014 | 1242 line owns structures
1231 | CUMBERLAND-BERKSHIRE | 31149 - 31153 | DCLT | 0.21 | 0 | 562 | 2/0 CPR | 3/8 ALWLD | 1242 | 1231 | 100-130 | 0 | 1925 | 1242 line owns structures
1231 | CUMBERLAND-BERKSHIRE | 31153 - 31154 | DCSP | 0.14 | 0 | 562 | 2/0 CPR | 3/8 ALWLD | 1242 | 1231 | 100-130 | 0 | 2014 | 1242 line owns structures
1231 | CUMBERLAND-BERKSHIRE | 31154 - 31159 | DCLT | 0.59 | 0 | 562 | 2/0 CPR | 3/8 ALWLD | 1242 | 1231 | 100-130 | 0 | 1925 | 1242 line owns structures
1231 | CUMBERLAND-BERKSHIRE | 31159 - 31160 | SCSP | 0.13 | 0 | 562 | 2/0 CPR | 3/8 ALWLD | 1242 | 1231 | 100-130 | 1 | 2014
1231 | CUMBERLAND-BERKSHIRE | 31160 - 31161 | DCSP | 0.14 | 0 | 562 | 2/0 CPR | 3/8 ALWLD | 1242 | 1231 | 100-130 | 0 | 2014 | 1242 line owns structures
1231 | CUMBERLAND-BERKSHIRE | 31161 - 31163 | DCLT | 0.22 | 0 | 562 | 2/0 CPR | 3/8 ALWLD | 1242 | 1231 | 100-130 | 0 | 1925 | 1242 line owns structures
1231 | CUMBERLAND-BERKSHIRE | 31163 - 31164 | DCSP | 0.16 | 0 | 827 | 2/0 CPR | 3/8 ALWLD | 1242 | 1231 | 100-130 | 0 | 2010 | 1242 line owns structures
1231 | CUMBERLAND-BERKSHIRE | 31164 - 31167 | DCLT | 0.31 | 0 | 607 | 2/0 CPR | 3/8 ALWLD | 1242 | 1231 | 100-130 | 0 | 1925 | 1242 line owns structures
1231 | CUMBERLAND-BERKSHIRE | 31167 - 31168 | SCSP | 0.12 | 0.12 | 607 | 2/0 CPR | 3/8 ALWLD | 1242 | 1231 | 100-130 | 1 | 2014
1231 | CUMBERLAND-BERKSHIRE | 31168 - 31169 | DCSP | 0.13 | 0 | 607 | 2/0 CPR | 3/8 ALWLD | 1242 | 1231 | 100-130 | 0 | 2014 | 1242 line owns structures
1231 | CUMBERLAND-BERKSHIRE | 31169 - 31184 | DCLT | 1.62 | 0 | 607 | 2/0 CPR | 3/8 ALWLD | 1242 | 1231 | 100-130 | 0 | 1925 | 1242 line owns structures
1231 | CUMBERLAND-BERKSHIRE | 31184 - 31185 | DCSP | 0.1 | 0 | 550 | 2/0 CPR | 3/8 ALWLD | 1242 | 1231 | 100-130 | 0 | 2010 | 1242 line owns structures
1231 | CUMBERLAND-BERKSHIRE | 31185 - 31186 | DCLT | 0.12 | 0 | 583 | 2/0 CPR | 3/8 ALWLD | 1242 | 1231 | 100-130 | 0 | 1925 | 1242 line owns structures
1231 | CUMBERLAND-BERKSHIRE | 31186 - 31187 | SCSP | 0.15 | 0.15 | 583 | 2/0 CPR | 3/8 ALWLD | 1242 | 1231 | 100-130 | 1 | 2014
1231 | CUMBERLAND-BERKSHIRE | 31187 - 31193 | DCLT | 0.58 | 0 | 583 | 2/0 CPR | 3/8 ALWLD | 1242 | 1231 | 100-130 | 0 | 1925 | 1242 line owns structures
1231 | CUMBERLAND-BERKSHIRE | 31193 - 31194 | DCSP | 0.15 | 0 | 583 | 2/0 CPR | 3/8 ALWLD | 1242 | 1231 | 100-130 | 0 | 2014 | 1242 line owns structures
1231 | CUMBERLAND-BERKSHIRE | 31194 - 31195 | DCSP | 0.14 | 0 | 750 | 2/0 CPR | 3/8 ALWLD | 1242 | 1231 | 100-130 | 0 | 2010 | 1242 line owns structures
1231 | CUMBERLAND-BERKSHIRE | 31195 - 31197 | DCLT | 0.2 | 0 | 525 | 2/0 CPR | 3/8 ALWLD | 1242 | 1231 | 100-130 | 0 | 1925 | 1242 line owns structures
1231 | CUMBERLAND-BERKSHIRE | 31197 - 31198 | DCLT | 0.12 | 0 | 626 | 2/0 CPR | 3/8 ALWLD | 1242 | 1231 | 100-130 | 0 | 1959 | 1242 line owns structures
1231 | CUMBERLAND-BERKSHIRE | 31198 - 31203 | DCLT | 0.58 | 0 | 607 | 2/0 CPR | 3/8 ALWLD | 1242 | 1231 | 100-130 | 0 | 1925 | 1242 line owns structures
1231 | CUMBERLAND-BERKSHIRE | 31203 - 31204 | DCSP | 0.11 | 0 | 600 | 2/0 CPR | 3/8 ALWLD | 1242 | 1231 | 100-130 | 0 | 2010 | 1242 line owns structures
1231 | CUMBERLAND-BERKSHIRE | 31204 - 31209 | DCLT | 0.52 | 0 | 545 | 2/0 CPR | 3/8 ALWLD | 1242 | 1231 | 100-130 | 0 | 1925 | 1242 line owns structures
1231 | CUMBERLAND-BERKSHIRE | 31209 - 31211 | DCSP | 0.24 | 0 | 625 | 2/0 CPR | 3/8 ALWLD | 1242 | 1231 | 100-130 | 0 | 2010 | 1242 line owns structures
1231 | CUMBERLAND-BERKSHIRE | 31211 - 31212 | DCSP | 0.11 | 0 | 592 | 2/0 CPR | 3/8 ALWLD | 1242 | 1231 | 100-130 | 0 | 2014 | 1242 line owns structures
1231 | CUMBERLAND-BERKSHIRE | 31212 - 31214 | DCLT | 0.18 | 0 | 592 | 2/0 CPR | 3/8 ALWLD | 1242 | 1231 | 100-130 | 0 | 1925 | 1242 line owns structures
1231 | CUMBERLAND-BERKSHIRE | 31214 - 31215 | DCSP | 0.11 | 0 | 592 | 2/0 CPR | 3/8 ALWLD | 1242 | 1231 | 100-130 | 0 | 2014 | 1242 line owns structures
1231 | CUMBERLAND-BERKSHIRE | 31215 - 31217 | DCLT | 0.27 | 0 | 592 | 2/0 CPR | 3/8 ALWLD | 1242 | 1231 | 100-130 | 0 | 1925 | 1242 line owns structures
1231 | CUMBERLAND-BERKSHIRE | 31217 - 31221 | DCLT | 0.45 | 0 | 594 | 2/0 CPR | 3/8 ALWLD | 1242 | 1231 | 100-130 | 0 | 1978 | 1242 line owns structures
1231 | CUMBERLAND-BERKSHIRE | 31221 - 31222 | DCSP | 0.11 | 0 | 600 | 2/0 CPR | 3/8 ALWLD | 1242 | 1231 | 100-130 | 0 | 2010 | 1242 line owns structures
1231 | CUMBERLAND-BERKSHIRE | 31222 - 31228 | DCLT | 0.74 | 0 | 560 | 2/0 CPR | 3/8 ALWLD | 1242 | 1231 | 100-130 | 0 | 1978 | 1242 line owns structures
1231 | CUMBERLAND-BERKSHIRE | 31228 - 31229 | DCSP | 0.13 | 0 | 560 | 2/0 CPR | 3/8 ALWLD | 1242 | 1231 | 100-130 | 0 | 2014 | 1242 line owns structures
1231 | CUMBERLAND-BERKSHIRE | 31229 - 31237 | DCLT | 0.72 | 0 | 560 | 2/0 CPR | 3/8 ALWLD | 1242 | 1231 | 100-130 | 0 | 1978 | 1242 line owns structures
1231 | CUMBERLAND-BERKSHIRE | 31237 - BERKSHIRE S/S | DCSP | 0.1 | 0 | 529 | 1272 ACSR | 3/8 ALWLD | 1242 | 1231 | 100-130 | 0 | 1977 | 1242 line owns structures
1242 | MONTAGUE-BERKSHIRE | MONTAGUE S/S - 12002B | TERM | 0.05 | 0.05 | 273 | 211.3 EHS ACSR | 3#6 CPRWLD | 1242 | ----- | 100-130 | 0
1242 | MONTAGUE-BERKSHIRE | 12002B - 12002 | SCLT | 0.28 | 0.28 | 1490 | 211.3 EHS ACSR | 101.8 EHS ACSR | 1242 | ----- | 100-130 | 1 | 1933
1242 | MONTAGUE-BERKSHIRE | 12002 - 12003 | DCLT | 0.01 | 0.01 | 70 | 211.3 EHS ACSR | 3#6 CPRWLD | 1242 | 1361 | 100-130 | 1 | 1933 | 1242 line owns structures
1242 | MONTAGUE-BERKSHIRE | 12003 - 12004 | QCLT | 0.1 | 0.1 | 514 | 211.3 EHS ACSR | 3#6 CPRWLD | 1242 | 1361, (2) DIST | 100-130 | 1 | 1925 | 1242 line owns structures
1242 | MONTAGUE-BERKSHIRE | 12004 - 12006 | DCSP | 0.22 | 0.22 | 586 | 556 ACSS | 19#10 ALWLD | 1242 | 1361 (with Distribution underbuild) | 100 | 2 | 2015 | 1242 line owns structures
1242 | MONTAGUE-BERKSHIRE | 12006 - 12027A | DCSP | 2.08 | 2.08 | 523 | 556 ACSS | 19#10 ALWLD | 1242 | 1361 | 100 | 21 | 2015 | 1242 line owns structures
1242 | MONTAGUE-BERKSHIRE | 12027A - 31001 | SCHF | 0.07 | 0.07 | 363 | 556 ACSS | 19#10 ALWLD | 1242 | 1361 | 100 | 1 | 2015 | 1242 line owns structures
1242 | MONTAGUE-BERKSHIRE | 31001 - 31002 | DCLT | 0.06 | 0.06 | 310 | 2/0 CPR | OPGW-24 | 1242 | 1231 | 100-130 | 1 | 1966 | 1242 line owns structures
1242 | MONTAGUE-BERKSHIRE | 31002 - 31003 | DCLT | 0.13 | 0.13 | 661 | 2/0 CPR | OPGW-24 | 1242 | 1231 | 100-130 | 1 | 1964 | 1242 line owns structures
1242 | MONTAGUE-BERKSHIRE | 31003 - 31005 | DCLT | 0.15 | 0.15 | 408 | 2/0 CPR | OPGW-24 | 1242 | 1231 | 100-130 | 2 | 1964 | 1242 line owns structures
1242 | MONTAGUE-BERKSHIRE | 31005 - 31010 | DCLT | 0.57 | 0.57 | 604 | 2/0 CPR | OPGW-24 | 1242 | 1231 | 100-130 | 5 |  | 1242 line owns structures
1242 | MONTAGUE-BERKSHIRE | 31010 - 31026B | SCSP | 1.75 | 1.75 | 578 | 2/0 CPR | 3#6 CPRWLD | 1242 | ----- | 100-130 | 16 | 2017
1242 | MONTAGUE-BERKSHIRE | 31029B - 31027 | DCSP | 0.12 | 0.12 | 317 | 556 (D) ACSS | 0.646" OPGW-24 | 1242 | 1231 | 100-130 | 2 | 2017 | 1242 line owns structures
1242 | MONTAGUE-BERKSHIRE | 31027 - 31030 | DCSP | 0.3 | 0.3 | 528 | 556 (D) ACSS | 0.646" OPGW-24 | 1242 | 1231 | 100-130 | 3 | 2017 | 1242 line owns structures
1242 | MONTAGUE-BERKSHIRE | 31030 - 31031B | SCSP | 0.08 | 0.08 | 422 | 556 (D) ACSS | 0.646" OPGW-24 | 1242 | ----- | 100-130 | 1 | 2017
1242 | MONTAGUE-BERKSHIRE | 31031B - 31032B | SCSP | 0.08 | 0.08 | 422 | 556 (D) ACSS | 0.646" OPGW-24 | 1242 | ----- | 100-130 | 1 | 2017
1242 | MONTAGUE-BERKSHIRE | 31032B - 31033B | SCSP | 0.19 | 0.19 | 1000 | 556 (D) ACSS | 0.646" OPGW-24 | 1242 | ----- | 100-130 | 1 | 2017
1242 | MONTAGUE-BERKSHIRE | 31033B - 31034B | SCSP | 0.1 | 0.1 | 528 | 556 (D) ACSS | 19#10 ALWLD | 1242 | ----- | 100-130 | 1 | 2017
1242 | MONTAGUE-BERKSHIRE | 31034B - 31035 | SCSP | 0.11 | 0.11 | 581 | 556 (D) ACSS | 3#6 CPRWLD | 1242 | ----- | 100-130 | 1 | 2017
1242 | MONTAGUE-BERKSHIRE | 31035 - 31037 | DCSP | 0.15 | 0.15 | 580 | 2/0 CPR | 3#6 CPRWLD | 1242 | 1231 | 100-130 | 2 | 2014 | 1242 line owns structures
1242 | MONTAGUE-BERKSHIRE | 31037 - 31041 | DCLT | 0.59 | 0.59 | 580 | 2/0 CPR | 3#6 CPRWLD | 1242 | 1231 | 100-130 | 4 | 1925 | 1242 line owns structures
1242 | MONTAGUE-BERKSHIRE | 31041 - 31042 | SCSP | 0.15 | 0.15 | 580 | 2/0 CPR | 3#6 CPRWLD | 1242 | 1231 | 100-130 | 1 | 2014 | 1242 line owns structures
1242 | MONTAGUE-BERKSHIRE | 31042 - 31043 | DCSP | 0.12 | 0.12 | 580 | 2/0 CPR | 3#6 CPRWLD | 1242 | 1231 | 100-130 | 1 | 2014 | 1242 line owns structures
1242 | MONTAGUE-BERKSHIRE | 31043 - 31045 | DCLT | 0.26 | 0.26 | 580 | 2/0 CPR | 3#6 CPRWLD | 1242 | 1231 | 100-130 | 2 | 1925 | 1242 line owns structures
1242 | MONTAGUE-BERKSHIRE | 31045 - 31046 | DCSP | 0.11 | 0.11 | 580 | 2/0 CPR | 3#6 CPRWLD | 1242 | 1231 | 100-130 | 1 | 2014 | 1242 line owns structures
1242 | MONTAGUE-BERKSHIRE | 31046 - 31047 | SCSP | 0.11 | 0.11 | 580 | 2/0 CPR | 3#6 CPRWLD | 1242 | 1231 | 100-130 | 1 | 2014 | 1242 line owns structures
1242 | MONTAGUE-BERKSHIRE | 31047 - 31058 | DCLT | 1.09 | 1.09 | 580 | 2/0 CPR | 3#6 CPRWLD | 1242 | 1231 | 100-130 | 11 | 1925 | 1242 line owns structures
1242 | MONTAGUE-BERKSHIRE | 31058 - 31059 | DCSP | 0.1 | 0.1 | 580 | 2/0 CPR | 3#6 CPRWLD | 1242 | 1231 | 100-130 | 1 | 2014 | 1242 line owns structures
1242 | MONTAGUE-BERKSHIRE | 31059 - 31061 | DCLT | 0.2 | 0.2 | 580 | 2/0 CPR | 3#6 CPRWLD | 1242 | 1231 | 100-130 | 2 | 1925 | 1242 line owns structures
1242 | MONTAGUE-BERKSHIRE | 31061 - 31063 | SCSP | 0.21 | 0.21 | 580 | 2/0 CPR | 3#6 CPRWLD | 1242 | 1231 | 100-130 | 2 | 2014 | 1242 line owns structures
1242 | MONTAGUE-BERKSHIRE | 31063 - 31077 | DCLT | 1.45 | 1.45 | 580 | 2/0 CPR | 3#6 CPRWLD | 1242 | 1231 | 100-130 | 14 | 1925 | 1242 line owns structures
1242 | MONTAGUE-BERKSHIRE | 31077 - 31078 | SCSP | 0.13 | 0.13 | 580 | 2/0 CPR | 3#6 CPRWLD | 1242 | 1231 | 100-130 | 1 | 2014 | 1242 line owns structures
1242 | MONTAGUE-BERKSHIRE | 31078 - 31083 | DCLT | 0.86 | 0.86 | 580 | 2/0 CPR | 3#6 CPRWLD | 1242 | 1231 | 100-130 | 5 | 1925 | 1242 line owns structures
1242 | MONTAGUE-BERKSHIRE | 31083 - 31085 | DCSP | 0.21 | 0.21 | 580 | 2/0 CPR | 3#6 CPRWLD | 1242 | 1231 | 100-130 | 2 | 2014 | 1242 line owns structures
1242 | MONTAGUE-BERKSHIRE | 31085 - 31100 | DCLT | 1.66 | 1.66 | 580 | 2/0 CPR | 3#6 CPRWLD | 1242 | 1231 | 100-130 | 15 | 1925 | 1242 line owns structures
1242 | MONTAGUE-BERKSHIRE | 31100 - 31102 | SCSP | 0.13 | 0.13 | 580 | 2/0 CPR | 3#6 CPRWLD | 1242 | 1231 | 100-130 | 2 | 2014 | 1242 line owns structures
1242 | MONTAGUE-BERKSHIRE | 31102 - 31110 | DCLT | 0.67 | 0.67 | 580 | 2/0 CPR | 3#6 CPRWLD | 1242 | 1231 | 100-130 | 8 | 1925 | 1242 line owns structures
1242 | MONTAGUE-BERKSHIRE | 31110 - 31111 | DCSP | 0.1 | 0.1 | 520 | 2/0 CPR | 3#6 CPRWLD | 1242 | 1231 | 100-130 | 1 | 2010 | 1242 line owns structures
1242 | MONTAGUE-BERKSHIRE | 31111 - 31112 | DCSP | 0.11 | 0.11 | 665 | 2/0 CPR | 3#6 CPRWLD | 1242 | 1231 | 100-130 | 1 | 2014 | 1242 line owns structures
1242 | MONTAGUE-BERKSHIRE | 31112 - 31113 | DCLT | 0.14 | 0.14 | 665 | 2/0 CPR | 3#6 CPRWLD | 1242 | 1231 | 100-130 | 1 | 1925 | 1242 line owns structures
1242 | MONTAGUE-BERKSHIRE | 31113 - 31114 | DCSP | 0.1 | 0.1 | 520 | 2/0 CPR | 3#6 CPRWLD | 1242 | 1231 | 100-130 | 1 | 2010 | 1242 line owns structures
1242 | MONTAGUE-BERKSHIRE | 31114 - 31118 | DCLT | 0.49 | 0.49 | 641 | 2/0 CPR | 3#6 CPRWLD | 1242 | 1231 | 100-130 | 4 | 1925 | 1242 line owns structures
1242 | MONTAGUE-BERKSHIRE | 31118 - 31119 | DCSP | 0.11 | 0.11 | 570 | 2/0 CPR | 3#6 CPRWLD | 1242 | 1231 | 100-130 | 1 | 2010 | 1242 line owns structures
1242 | MONTAGUE-BERKSHIRE | 31119 - 31130 | DCLT | 1.45 | 1.45 | 629 | 2/0 CPR | 3#6 CPRWLD | 1242 | 1231 | 100-130 | 11 | 1925 | 1242 line owns structures
1242 | MONTAGUE-BERKSHIRE | 31130 - 31131 | DCSP | 0.1 | 0.1 | 629 | 2/0 CPR | 3#6 CPRWLD | 1242 | 1231 | 100-130 | 1 | 2014 | 1242 line owns structures
1242 | MONTAGUE-BERKSHIRE | 31131 - 31135 | DCLT | 0.35 | 0.35 | 629 | 2/0 CPR | 3#6 CPRWLD | 1242 | 1231 | 100-130 | 4 | 1925 | 1242 line owns structures
1242 | MONTAGUE-BERKSHIRE | 31135 - 31136 | DCSP | 0.13 | 0.13 | 629 | 2/0 CPR | 3#6 CPRWLD | 1242 | 1231 | 100-130 | 1 | 2014 | 1242 line owns structures
1242 | MONTAGUE-BERKSHIRE | 31136 - 31137 | DCSP | 0.11 | 0.11 | 600 | 2/0 CPR | 3#6 CPRWLD | 1242 | 1231 | 100-130 | 1 | 2010 | 1242 line owns structures
1242 | MONTAGUE-BERKSHIRE | 31137 - 31138 | DCLT | 0.11 | 0.11 | 600 | 2/0 CPR | OPGW-24 | 1242 | 1231 | 100-130 | 1 | 1925 | 1242 line owns structures
1242 | MONTAGUE-BERKSHIRE | 31138 - 31139 | DCSP | 0.13 | 0.13 | 675 | 2/0 CPR | OPGW-24 | 1242 | 1231 | 100-130 | 1 | 1985 | 1242 line owns structures
1242 | MONTAGUE-BERKSHIRE | 31139 - 31146 | DCLT | 0.69 | 0.69 | 524 | 2/0 CPR | 3/8 ALWLD, OPGW-24 | 1242 | 1231 | 100-130 | 7 | 1925 | 1242 line owns structures
1242 | MONTAGUE-BERKSHIRE | 31146 - 31147 | DCSP | 0.11 | 0.11 | 595 | 2/0 CPR | 3/8 ALWLD | 1242 | 1231 | 100-130 | 1 | 2010 | 1242 line owns structures
1242 | MONTAGUE-BERKSHIRE | 31147 - 31148 | DCLT | 0.13 | 0.13 | 562 | 2/0 CPR | 3/8 ALWLD | 1242 | 1231 | 100-130 | 1 | 1925 | 1242 line owns structures
1242 | MONTAGUE-BERKSHIRE | 31148 - 31149 | DCSP | 0.14 | 0.14 | 562 | 2/0 CPR | 3/8 ALWLD | 1242 | 1231 | 100-130 | 1 | 2014 | 1242 line owns structures
1242 | MONTAGUE-BERKSHIRE | 31149 - 31153 | DCLT | 0.21 | 0.21 | 562 | 2/0 CPR | 3/8 ALWLD | 1242 | 1231 | 100-130 | 4 | 1925 | 1242 line owns structures
1242 | MONTAGUE-BERKSHIRE | 31153 - 31154 | DCSP | 0.14 | 0.14 | 562 | 2/0 CPR | 3/8 ALWLD | 1242 | 1231 | 100-130 | 1 | 2014 | 1242 line owns structures
1242 | MONTAGUE-BERKSHIRE | 31154 - 31159 | DCLT | 0.59 | 0.59 | 562 | 2/0 CPR | 3/8 ALWLD | 1242 | 1231 | 100-130 | 5 | 1925 | 1242 line owns structures
1242 | MONTAGUE-BERKSHIRE | 31159 - 31160 | SCSP | 0.13 | 0.14 | 562 | 2/0 CPR | 3/8 ALWLD | 1242 | 1231 | 100-130 | 1 | 2014 | 1242 line owns structures
1242 | MONTAGUE-BERKSHIRE | 31160 - 31161 | DCSP | 0.14 | 0.14 | 562 | 2/0 CPR | 3/8 ALWLD | 1242 | 1231 | 100-130 | 1 | 2014 | 1242 line owns structures
1242 | MONTAGUE-BERKSHIRE | 31161 - 31163 | DCLT | 0.22 | 0.22 | 562 | 2/0 CPR | 3/8 ALWLD | 1242 | 1231 | 100-130 | 2 | 1925 | 1242 line owns structures
1242 | MONTAGUE-BERKSHIRE | 31163 - 31164 | DCSP | 0.16 | 0.16 | 827 | 2/0 CPR | 3/8 ALWLD | 1242 | 1231 | 100-130 | 1 | 2010 | 1242 line owns structures
1242 | MONTAGUE-BERKSHIRE | 31164 - 31167 | DCLT | 0.32 | 0.31 | 607 | 2/0 CPR | 3/8 ALWLD | 1242 | 1231 | 100-130 | 3 | 1925 | 1242 line owns structures
1242 | MONTAGUE-BERKSHIRE | 31167 - 31168 | SCSP | 0.12 | 0.12 | 607 | 2/0 CPR | 3/8 ALWLD | 1242 | 1231 | 100-130 | 1 | 2014 | 1242 line owns structures
1242 | MONTAGUE-BERKSHIRE | 31168 - 31169 | DCSP | 0.13 | 0.13 | 607 | 2/0 CPR | 3/8 ALWLD | 1242 | 1231 | 100-130 | 1 | 2014 | 1242 line owns structures
1242 | MONTAGUE-BERKSHIRE | 31169 - 31184 | DCLT | 1.62 | 1.62 | 607 | 2/0 CPR | 3/8 ALWLD | 1242 | 1231 | 100-130 | 15 | 1925 | 1242 line owns structures
1242 | MONTAGUE-BERKSHIRE | 31184 - 31185 | DCSP | 0.1 | 0.1 | 550 | 2/0 CPR | 3/8 ALWLD | 1242 | 1231 | 100-130 | 1 | 2010 | 1242 line owns structures
1242 | MONTAGUE-BERKSHIRE | 31185 - 31186 | DCLT | 0.12 | 0.12 | 583 | 2/0 CPR | 3/8 ALWLD | 1242 | 1231 | 100-130 | 1 | 1925 | 1242 line owns structures
1242 | MONTAGUE-BERKSHIRE | 31186 - 31187 | SCSP | 0.15 | 0.15 | 583 | 2/0 CPR | 3/8 ALWLD | 1242 | 1231 | 100-130 | 1 | 2014 | 1242 line owns structures
1242 | MONTAGUE-BERKSHIRE | 31187 - 31193 | DCLT | 0.58 | 0.58 | 583 | 2/0 CPR | 3/8 ALWLD | 1242 | 1231 | 100-130 | 6 | 1925 | 1242 line owns structures
1242 | MONTAGUE-BERKSHIRE | 31193 - 31194 | DCSP | 0.15 | 0.15 | 583 | 2/0 CPR | 3/8 ALWLD | 1242 | 1231 | 100-130 | 1 | 2014 | 1242 line owns structures
1242 | MONTAGUE-BERKSHIRE | 31194 - 31195 | DCSP | 0.14 | 0.14 | 750 | 2/0 CPR | 3/8 ALWLD | 1242 | 1231 | 100-130 | 1 | 2010 | 1242 line owns structures
1242 | MONTAGUE-BERKSHIRE | 31195 - 31197 | DCLT | 0.2 | 0.2 | 525 | 2/0 CPR | 3/8 ALWLD | 1242 | 1231 | 100-130 | 2 | 1925 | 1242 line owns structures
1242 | MONTAGUE-BERKSHIRE | 31197 - 31198 | DCLT | 0.12 | 0.12 | 626 | 2/0 CPR | 3/8 ALWLD | 1242 | 1231 | 100-130 | 1 | 1959 | 1242 line owns structures
1242 | MONTAGUE-BERKSHIRE | 31198 - 31203 | DCLT | 0.58 | 0.58 | 607 | 2/0 CPR | 3/8 ALWLD | 1242 | 1231 | 100-130 | 5 | 1925 | 1242 line owns structures
1242 | MONTAGUE-BERKSHIRE | 31203 - 31204 | DCSP | 0.11 | 0.11 | 600 | 2/0 CPR | 3/8 ALWLD | 1242 | 1231 | 100-130 | 1 | 2010 | 1242 line owns structures
1242 | MONTAGUE-BERKSHIRE | 31204 - 31209 | DCLT | 0.52 | 0.52 | 545 | 2/0 CPR | 3/8 ALWLD | 1242 | 1231 | 100-130 | 5 | 1925 | 1242 line owns structures
1242 | MONTAGUE-BERKSHIRE | 31209 - 31211 | DCSP | 0.24 | 0.24 | 625 | 2/0 CPR | 3/8 ALWLD | 1242 | 1231 | 100-130 | 2 | 2010 | 1242 line owns structures
1242 | MONTAGUE-BERKSHIRE | 31211 - 31212 | DCSP | 0.11 | 0.11 | 592 | 2/0 CPR | 3/8 ALWLD | 1242 | 1231 | 100-130 | 1 | 2014 | 1242 line owns structures
1242 | MONTAGUE-BERKSHIRE | 31212 - 31214 | DCLT | 0.18 | 0.18 | 592 | 2/0 CPR | 3/8 ALWLD | 1242 | 1231 | 100-130 | 2 | 1925 | 1242 line owns structures
1242 | MONTAGUE-BERKSHIRE | 31214 - 31215 | DCSP | 0.11 | 0.11 | 592 | 2/0 CPR | 3/8 ALWLD | 1242 | 1231 | 100-130 | 1 | 2014 | 1242 line owns structures
1242 | MONTAGUE-BERKSHIRE | 31215 - 31217 | DCLT | 0.27 | 0.27 | 592 | 2/0 CPR | 3/8 ALWLD | 1242 | 1231 | 100-130 | 2 | 1925 | 1242 line owns structures
1242 | MONTAGUE-BERKSHIRE | 31217 - 31221 | DCLT | 0.45 | 0.45 | 594 | 2/0 CPR | 3/8 ALWLD | 1242 | 1231 | 100-130 | 4 | 1978 | 1242 line owns structures
1242 | MONTAGUE-BERKSHIRE | 31221 - 31222 | DCSP | 0.11 | 0.11 | 600 | 2/0 CPR | 3/8 ALWLD | 1242 | 1231 | 100-130 | 1 | 2010 | 1242 line owns structures
1242 | MONTAGUE-BERKSHIRE | 31222 - 31228 | DCLT | 0.74 | 0.74 | 560 | 2/0 CPR | 3/8 ALWLD | 1242 | 1231 | 100-130 | 6 | 1978 | 1242 line owns structures
1242 | MONTAGUE-BERKSHIRE | 31228 - 31229 | DCSP | 0.13 | 0.13 | 560 | 2/0 CPR | 3/8 ALWLD | 1242 | 1231 | 100-130 | 1 | 2014 | 1242 line owns structures
1242 | MONTAGUE-BERKSHIRE | 31229 - 31237 | DCLT | 0.72 | 0.72 | 560 | 2/0 CPR | 3/8 ALWLD | 1242 | 1231 | 100-130 | 8 | 1978 | 1242 line owns structures
1242 | MONTAGUE-BERKSHIRE | 31237 - BERKSHIRE S/S | DCSP | 0.1 | 0.1 | 508 | 1272 ACSR | 3/8 ALWLD | 1242 | 1231 | 100-130 | 1 | 1977 | 1242 line owns structures
1293 | ATWATER-BUCK POND | ATWATER S/S - 13080 | DCSP | 0.97481 | 0 | 477 | 1272 ACSS | 0.646" OPGW-48 | 1302 | 1293 | 100 | 0 | 1976
1293 | ATWATER-BUCK POND | 13080 - 13078 | DCLT | 0.19735 | 0 | 521 | 1272 ACSS | 0.646" OPGW-48 | 1302 | 1293 | 100 | 0 | 1957
1293 | ATWATER-BUCK POND | 13078 - 13076A | DCSP | 0.1678 | 0 | 449 | 1272 ACSS | 0.646" OPGW-48 | 1302 | 1293 | 100 | 0 | 1976
1293 | ATWATER-BUCK POND | 13076A - 13075 | SCSP | 0.10076 | 0.1 | 520 | 1272 ACSS | 0.646" OPGW-48 | 1293 | ----- | 100 | 1 | 2019
1293 | ATWATER-BUCK POND | 13075 - 13060A | DCSP | 1.4695 | 0 | 517 | 1272 ACSS | 0.646" OPGW-48 | 1302 | 1293 | 100 | 0 | 1976
1293 | ATWATER-BUCK POND | 13060A - 13059A | SCSP | 0.097348 | 0.1 | 521 | 1272 ACSS | 0.646" OPGW-48 | 1293 | ----- | 100 | 1 | 2019
1293 | ATWATER-BUCK POND | 13059A - BUCK POND S/S | SUB TERM | 0.016667 | 0.02 | 110 | 1272 ACSS | 0.646" OPGW-48 | 1293 | ----- | 100 | 1 | 2019
1302 | AGAWAM-POCHASSIC-BUCK POND | AGAWAM S/S - 43003 | DCSP | 0.12 | 0 | 319 | 1272 ACSR | 3/8 ALWLD | 1007 | 1302 | 100 | 0 | 1977 | 1007 line owns structures
1302 | AGAWAM-POCHASSIC-BUCK POND | 43003 - 43020A | DCSP | 1.8 | 0 | 558 | 1272 ACSR | 3/8 ALWLD | 1007 | 1302 | 100 | 0 | 1973 | 1007 line owns structures
1302 | AGAWAM-POCHASSIC-BUCK POND | 43020A - 43021 | SCWP | 0.1 | 0.1 | 548 | 1272 ACSR | 3/8 ALWLD | 1302 | ----- | 100 | 1 | 1973
1302 | AGAWAM-POCHASSIC-BUCK POND | 43021 - 43028A | DCSP | 0.74 | 0 | 561 | 1272 ACSR | 3/8 ALWLD | 1007 | 1302 | 100 | 0 | 1973 | 1007 line owns structures
1302 | AGAWAM-POCHASSIC-BUCK POND | 43028A - 43030 | SCWP | 0.18 | 0.18 | 466 | 1272 ACSR | 3/8 ALWLD | 1302 | ----- | 100 | 2 | 1973
1302 | AGAWAM-POCHASSIC-BUCK POND | 43030 - 43031A | DCSP | 0.12 | 0 | 655 | 1272 ACSR | 3/8 ALWLD | 1007 | 1302 | 100 | 0 | 1973 | 1007 line owns structures
1302 | AGAWAM-POCHASSIC-BUCK POND | 43031A - 43032 | SCWP | 0.09 | 0.09 | 476 | 1272 ACSR | 3/8 ALWLD | 1302 | ----- | 100 | 1 | 1973
1302 | AGAWAM-POCHASSIC-BUCK POND | 43032 - 43046A | DCSP | 1.47 | 0 | 554 | 1272 ACSR | 3/8 ALWLD | 1007 | 1302 | 100 | 0 | 1973 | 1007 line owns structures
1302 | AGAWAM-POCHASSIC-BUCK POND | 43046A - 43047 | SCWP | 0.14 | 0.14 | 710 | 1272 ACSR | 3/8 ALWLD | 1302 | ----- | 100 | 1 | 1973
1302 | AGAWAM-POCHASSIC-BUCK POND | 43047 - 43049A | DCSP | 0.24 | 0 | 629 | 1272 ACSR | 3/8 ALWLD | 1007 | 1302 | 100 | 0 | 1973 | 1007 line owns structures
1302 | AGAWAM-POCHASSIC-BUCK POND | 43049A - 43050 | SCWP | 0.11 | 0.11 | 601 | 1272 ACSR | 3/8 ALWLD | 1302 | ----- | 100 | 1 | 1973
1302 | AGAWAM-POCHASSIC-BUCK POND | 43050 - 43055A | DCSP | 0.55 | 0 | 581 | 1272 ACSR | 3/8 ALWLD | 1007 | 1302 | 100 | 0 | 1973 | 1007 line owns structures
1302 | AGAWAM-POCHASSIC-BUCK POND | 43055A - 43057 | SCWP | 0.19 | 0.19 | 498 | 1272 ACSR | 3/8 ALWLD | 1302 | ----- | 100 | 2 | 1973
1302 | AGAWAM-POCHASSIC-BUCK POND | 43057 - 43068A | DCSP | 1.15 | 0 | 552 | 1272 ACSR | 3/8 ALWLD | 1007 | 1302 | 100 | 0 | 1973 | 1007 line owns structures
1302 | AGAWAM-POCHASSIC-BUCK POND | 43068A - 43069 | SCWP | 0.1 | 0.1 | 537 | 1272 ACSR | 3/8 ALWLD | 1302 | ----- | 100 | 1 | 1973
1302 | AGAWAM-POCHASSIC-BUCK POND | 43069 - 13096 | DCSP | 0.41 | 0 | 722 | 1272 ACSR | 3/8 ALWLD | 1007 | 1302 | 100 | 0 | 1973 | 1007 line owns structures
1302 | AGAWAM-POCHASSIC-BUCK POND | 13096 - 13092 | DCSP | 0.45 | 0 | 593 | 1272 ACSR | 3/8 ALWLD | 1512 | 1302 | 100 | 0 | 1972
1302 | AGAWAM-POCHASSIC-BUCK POND | 13092 - 13091B | DCLT | 0.14 | 0 | 765 | 1272 ACSR | 3/8 ALWLD | 1512 | 1302 | 100 | 0 | 1972
1302 | AGAWAM-POCHASSIC-BUCK POND | 13091B - 13091-2 | SCSP | 0.01 | 0.01 |  | 1272 ACSS | 3/8 ALWLD | 1302 | ----- | 100 | 1 | 2019
1302 | AGAWAM-POCHASSIC-BUCK POND | 13091-2 - 13091-1 | SCHF | 0.02 | 0.02 |  | 1272 ACSS | 3/8 ALWLD | 1302 | ----- | 100 | 1 | 2019
1302 | AGAWAM-POCHASSIC-BUCK POND | 13091-1 - POCHASSIC S/S | SCHF | 0.01 | 0.01 | 53 | 1272 ACSS | 3/8 ALWLD | 1302 | ----- | 100 | 1 | 2019
1302 | AGAWAM-POCHASSIC-BUCK POND | POCHASSIC S/S - 13080 | SCSP | 0.99 | 0.99 | 477 | 1272 ACSR | 3/8 ALWLD | 1302 | ----- | 100 | 10 | 1976
1302 | AGAWAM-POCHASSIC-BUCK POND | 13080 - 13078 | SCLT | 0.2 | 0.2 | 521 | 1272 ACSR | 3/8 ALWLD | 1302 | ----- | 100 | 2 | 1957
1302 | AGAWAM-POCHASSIC-BUCK POND | 13078 - 13076 | SCSP | 0.17 | 0.17 | 449 | 1272 ACSR | 3/8 ALWLD | 1302 | ----- | 100 | 2 | 1976
1302 | AGAWAM-POCHASSIC-BUCK POND | 13076 - 13075 | SCWP | 0.1 | 0.1 | 520 | 1272 ACSR | 3/8 ALWLD | 1302 | ----- | 100 | 1 | 1976
1302 | AGAWAM-POCHASSIC-BUCK POND | 13075 - 13060 | SCSP | 1.47 | 1.47 | 517 | 1272 ACSR | 3/8 ALWLD | 1302 | ----- | 100 | 15 | 1976
1302 | AGAWAM-POCHASSIC-BUCK POND | 13060 - 13059 | SCWP | 0.1 | 0.1 | 521 | 1272 ACSR | 3/8 ALWLD | 1302 | ----- | 100 | 1 | 1976
1302 | AGAWAM-POCHASSIC-BUCK POND | 13059 - BUCK POND S/S | SCWP | 0.02 | 0.02 | 110 | 1272 ACSR | 3/8 ALWLD | 1302 | ----- | 100 | 1 | 1979
1311 | AGAWAM-WEST SPRINGFIELD | AGAWAM S/S - 2100 | SCSP | 0.01 | 0.01 | 58 | 1272 ACSS | 19#10 ALWLD | 1311 | 1311 | 100 | 1 | 2011 | 1311 line owns structures
1311 | AGAWAM-WEST SPRINGFIELD | 2100 - 2101 | SCSP | 0.05 | 0.05 | 282 | 1272 ACSS | No Shield Wire | 1311 | 1311 | 100 | 1 | 2011 | 1311 line owns structures
1311 | AGAWAM-WEST SPRINGFIELD | 2101 - WEST SPRINGFIELD S/S | SCSP | 2.51 | 2.51 | 348 | 1272 ACSS | OPGW - 24 | 1311 | 1311 | 100 | 22 | 2011 | 1311 line owns structures
1314 | AGAWAM-CHICOPEE | AGAWAM S/S - 1170 | TERM | 0.03 | 0.03 | 133 | 1272 ACSS | 19#10 ALWD | 1314 | ------ | 150 | 1 | 2013 | 1314 line owns structures
1314 | AGAWAM-CHICOPEE | 1170 - 1173 | SCSP | 0.18 | 0.18 | 250 | 1272 ACSS | 19#10 ALWD | 1314 | ------ | 150 | 3 | 2013 | 1314 line owns structures
1314 | AGAWAM-CHICOPEE | 1173 - 1177B | DCSP | 0.46 | 0 | 615 | 1272 ACSS | 19#10 ALWD | 3196 | 1314 | 150 | 4 | 2013 | 3196 line owns structures
1314 | AGAWAM-CHICOPEE | 1177B - 1178B | SCSP | 0.24 | 0.24 | 618 | 1272 ACSS | 19#10 ALWD | 3196 | 1314 | 150 | 2 | 2013 | 3196 line owns structures
1314 | AGAWAM-CHICOPEE | 1178B - 1214B | DCSP | 4.02 | 0 | 695 | 1272 ACSS | 19#10 ALWD | 3196 | 1314 | 150 | 34 | 2013 | 3196 line owns structures
1314 | AGAWAM-CHICOPEE | 1214B - 1215B | SCSP | 0.29 | 0.29 | 550 | 1272 ACSS | 19#10 ALWD | 1314 | ------ | 150 | 2 | 2013 | 1314 line owns structures
1314 | AGAWAM-CHICOPEE | 1215B - 1230 | DCSP | 1.76 | 0 | 503 | 1272 ACSS | 19#10 ALWD | 3196 | 1314 | 150 | 14 | 2013 | 3196 line owns structures
1314 | AGAWAM-CHICOPEE | 1230 - CHICOPEE S/S | SCSP | 0.12 | 0.12 | 592 | 1272 ACSS | 19#10 ALWD | 1314 | ------ | 150 | 1 | 2013 | 1314 line owns structures
1327 | PINESHED-FAIRMONT | PINESHED S/S - 8104 | SCHF | 0.28 | 0.28 | 500 | 795 ACSR | 2-3/8 CPRWLD | 1327 | ---- | 300 | 3 | 1960
1327 | PINESHED-FAIRMONT | 8104 - 8105 | SCHF | 0.1 | 0.1 | 500 | 795 ACSR | 2-3/8 CPRWLD | 1327 | ----- | 300 | 1 | 1990
1327 | PINESHED-FAIRMONT | 8105 - 8106 | SCHF | 0.1 | 0.1 | 500 | 795 ACSR | 2-3/8 CPRWLD | 1327 | ---- | 300 | 1 | 1960
1327 | PINESHED-FAIRMONT | 8106 - 8107 | SCHF | 0.1 | 0.1 | 500 | 795 ACSR | 2-3/8 CPRWLD | 1327 | ----- | 300 | 1 | 1990
1327 | PINESHED-FAIRMONT | 8107 - 8111 | SCHF | 0.37 | 0.37 | 500 | 795 ACSR | 2-3/8 CPRWLD | 1327 | ---- | 300 | 4 | 1960
1327 | PINESHED-FAIRMONT | 8111 - 8112 | SCHF | 0.1 | 0.1 | 500 | 795 ACSR | 2-3/8 CPRWLD | 1327 | ----- | 300 | 1 | 1990
1327 | PINESHED-FAIRMONT | 8112 - 8117 | SCHF | 0.46 | 0.46 | 500 | 795 ACSR | 2-3/8 CPRWLD | 1327 | ---- | 300 | 5 | 1960
1327 | PINESHED-FAIRMONT | 8117 - 1147 | SCHF | 0.1 | 0.1 | 500 | 795 ACSR | 2-3/8 CPRWLD | 1327 | ----- | 300 | 1 | 1990
1327 | PINESHED-FAIRMONT | 1147 - 8118 | DCLT | 0.27 | 0 | 1440 | 795 ACSR | 3/8 CPRWLD | 1428 | 1428 | 300 | 0 | 1960 | 1428 Line owns structures.
1327 | PINESHED-FAIRMONT | 8118 - 8121 | SCHF | 0.38 | 0.38 | 504 | 795 ACSR | 2-3/8 CPRWLD | 1327 | ---- | 300 | 4 | 1960
1327 | PINESHED-FAIRMONT | 8121 - 1153 | SCHF | 0.13 | 0.13 | 686 | 795 ACSR | 2-3/8 CPRWLD | 1327 | ----- | 300 | 1 | 1990
1327 | PINESHED-FAIRMONT | 1153 - 8122 | DCLT | 0.33 | 0 | 615 | 795 ACSR | 3/8 CPRWLD | 1428 | 1428 | 300 | 0 | 1960 | 1428 Line owns structures.
1327 | PINESHED-FAIRMONT | 8122 - 1159 | SCHF | 0.71 | 0.71 | 640 | 795 ACSR | 2-3/8 CPRWLD | 1327 | ---- | 300 | 5 | 1960
1327 | PINESHED-FAIRMONT | 1159 - FAIRMONT S/S | DCLT | 0.41 | 0 | 739 | 795 ACSR | 3/8 CPRWLD | 1428 | 1428 | 300 | 0 | 1960 | 1428 Line owns structures.
1356 | FAIRMONT - NU BORDER | FAIRMONT - 20005 | SCWP | 0.54 | 0.54 | 573 | 795 ACSR | 7#8 ALWLD | 1356 | ------ | 100 | 5 | 1964 | 1356 line owns structures
1356 | FAIRMONT - NU BORDER | 20005 - N. CANAL (HG&E) | SCSP | [6 empty] | ------ | 100 | 1 | 2013
1361 | MONTAGUE-CUMBERLAND | MONTAGUE S/S - 12001B | TERM | 0.06 | 0.06 | 312 | 211.3 KCMIL | 3#6 CPRWLD | 1361 | ----- | 100 | 0
1361 | MONTAGUE-CUMBERLAND | 12001B - 12001 | SCLT | 0.28 | 0.28 | 1490 | 211.3 KCMIL | 101.8 KCMIL | 1361 | ----- | 150 | 1 | 1925
1361 | MONTAGUE-CUMBERLAND | 12001 - 12001A | DCLT | 0.02 | 0 | 106 | 211.3 KCMIL | 3#6 CPRWLD | 1242 | 1361 | 150 | 0 | 1933 | 1242 line owns structures
1361 | MONTAGUE-CUMBERLAND | 12001A - 12004 | SCLT | 0.12 | 0.12 | 172 | 211.3 KCMIL | 3#6 CPRWLD | 1361 | ----- | 150 | 1 | 1925
1361 | MONTAGUE-CUMBERLAND | 12004 - 12027B | DCSP | 2.3 | 0 | 519 | 556 ACSS | OPGW-24 | 1242 | 1361 | 100 | 0 | 2015 | 1242 line owns structures
1361 | MONTAGUE-CUMBERLAND | 12027B - CUMBERLAND S/S | SCHF | 0.02 | 0 | 573 | 556 ACSS | OPGW-24 | 1242 | 1361 | 100 | 0 | 2015 | 1242 line owns structures
1371 | WOODLAND-PLEASANT | WOODLAND S/S - 47016 | SCHF | 2.39 | 2.39 | 548 | 556(D) ACSR | OPGW-24 | 1371 | ----- | 250 | 22 | 1961
1371 | WOODLAND-PLEASANT | 47016 -47015 | SCHF | 0.02 | 0.02 | 105 | 556(D) ACSR | ADSS-24 | 1371 | ----- | 250 | 1 | 2009
1371 | WOODLAND-PLEASANT | 47015 - 47014 | SCHF | 0.14 | 0.14 | 767 | 556(D) ACSR | OPGW-24 | 1371 | ----- | 250 | 1 | 2009
1371 | WOODLAND-PLEASANT | 47014 - PLEASANT S/S | SCHF | 1.57 | 1.57 | 636 | 556(D) ACSR | OPGW-24 | 1371 | ----- | 200 | 13 | 1970
1394 | FRANCONIA-SCITICO(WMECO) | FRANCONIA S/S - 54048 | DCSP | 1.36 | 1.36 | 511 | 1272 ACSR | 3/8 ALWLD | 1394 | 1858 | 250 | 13 | 1970 | 1394 line owns structures
1394 | FRANCONIA-SCITICO(WMECO) | 54048 - 54042 | DCSP | 0.58 | 0.58 | 513 | 1272 ACSR | 3/8 ALWLD | 1394 | ----- | 300 | 6 | 1975 | One side of structure vacant
1394 | FRANCONIA-SCITICO(WMECO) | 54042 - 54041 | SCWP | 0.12 | 0.12 | 618 | 1272 ACSR | 3/8 ALWLD | 1394 | ----- | 300 | 1 | 1975
1394 | FRANCONIA-SCITICO(WMECO) | 54041 - 54034 | DCSP | 0.68 | 0.68 | 513 | 1272 ACSR | 3/8 ALWLD | 1394 | ----- | 300 | 7 | 1975 | One side of structure vacant
1394 | FRANCONIA-SCITICO(WMECO) | 54034 - 54033 | SCWP | 0.08 | 0.08 | 430 | 1272 ACSR | 3/8 ALWLD | 1394 | ----- | 300 | 1 | 1975
1394 | FRANCONIA-SCITICO(WMECO) | 54033 - 54025 | DCSP | 0.83 | 0.83 | 545 | 1272 ACSR | 3/8 ALWLD | 1394 | ----- | 300 | 8 | 1975 | One side of structure vacant
1394 | FRANCONIA-SCITICO(WMECO) | 54025 - 54024 | SCWP | 0.1 | 0.1 | 537 | 1272 ACSR | 3/8 ALWLD | 1394 | ----- | 300 | 1 | 1975
1394 | FRANCONIA-SCITICO(WMECO) | 54024 - 54020 | DCSP | 0.36 | 0.36 | 472 | 1272 ACSR | 3/8 ALWLD | 1394 | ----- | 300 | 4 | 1975 | One side of structure vacant
1394 | FRANCONIA-SCITICO(WMECO) | 54020 - 54019 | SCWP | 0.09 | 0.09 | 492 | 1272 ACSR | 3/8 ALWLD | 1394 | ----- | 300 | 1 | 1975
1394 | FRANCONIA-SCITICO(WMECO) | 54019 - 54009 | DCSP | 1.1 | 1.1 | 581 | 1272 ACSR | 3/8 ALWLD | 1394 | ----- | 300 | 10 | 1975 | One side of structure vacant
1394 | FRANCONIA-SCITICO(WMECO) | 54009 - 44097 | SCWP | 0.06 | 0.06 | 330 | 1272 ACSR | 3/8 ALWLD | 1394 | ----- | 300 | 1 | 1975
1394 | FRANCONIA-SCITICO(WMECO) | 44097 - MA STATE LINE | DCSP | 0.82 | 0 | 618 | 1272 ACSR | 3/8 ALWLD | 1976 | 1394 | 300 | 0 | 1975 | 1976 line owns structures
1412 | AGAWAM-WEST SPRINGFIELD | AGAWAM S/S - 3100 | SCSP | 0.02 | 0.02 | 103 | 1272 ACSS | OPGW - 24 | 1412 | ----- | 100 | 1 | 2011 | 1412 line owns structures
1412 | AGAWAM-WEST SPRINGFIELD | 3100 - 3101 | N/A | ----- | ----- | ----- | ----- | ----- | ----- | ----- | ----- | ----- | ----- | UG Cable, See UG Section
1412 | AGAWAM-WEST SPRINGFIELD | 3101 - 3122 | SCSP | 2.51 | 2.51 | 602 | 1272 ACSS | OPGW - 24 | 1412 | ----- | 100 | 22 | 2011 | 1412 line owns structures
1421 | PLEASANT-BLANDFORD | PLEASANT S/S - 32145 | SCHF | 1.74 | 1.74 | 612 | 556(D) ACSR | OPGW-24 | 1421 | ----- | 200 | 14 | 1971
1421 | PLEASANT-BLANDFORD | 32145 - 32144M | SCHF | 0.02 | 0.02 | 90 | 556(D) ACSR | ADSS-24 | 1421 | ----- | 200 | 1 | 2009
1421 | PLEASANT-BLANDFORD | 32144M - 32144 | SCHF | 0.01 | 0.01 | 43 | 556(D) ACSR | OPGW-24 | 1421 | ----- | 200 | 1 | 1971
1421 | PLEASANT-BLANDFORD | 32144 - 32143 | SCHF | 0.07 | 0.07 | 410 | 556(D) ACSR | OPGW-24 | 1421 | ----- | 200 | 1 | 2009
1421 | PLEASANT-BLANDFORD | 32143 - 32142 | SCHF | 0.1 | 0.1 | 545 | 556(D) ACSR | OPGW-24 | 1421 | ----- | 200 | 1 | 2009
1421 | PLEASANT-BLANDFORD | 32142 - 32141 | SCHF | 0.18 | 0.18 | 947 | 556(D) ACSR | OPGW-24 | 1421 | ----- | 200 | 1 | 1973
1421 | PLEASANT-BLANDFORD | 32141 - 32140 | SCHF | 0.16 | 0.16 | 855 | 556(D) ACSR | OPGW-24 | 1421 | ----- | 200 | 1 | 1961
1421 | PLEASANT-BLANDFORD | 32140 - 32139 | SCHF | 0.09 | 0.09 | 484 | 556(D) ACSR | OPGW-24 | 1421 | ----- | 200 | 1 | 1970
1421 | PLEASANT-BLANDFORD | 32139 - 32128 | SCHF | 1.29 | 1.29 | 620 | 556(D) ACSR | OPGW-24 | 1421 | ----- | 200 | 11 | 1961
1421 | PLEASANT-BLANDFORD | 32128 - 32127 | SCHF | 0.09 | 0.09 | 475 | 556(D) ACSR | OPGW-24 | 1421 | ----- | 200 | 1 | 1991
1421 | PLEASANT-BLANDFORD | 32127 - 32118 | SCHF | 1.09 | 1.09 | 639 | 556(D) ACSR | OPGW-24 | 1421 | ----- | 200 | 9 | 1961
1421 | PLEASANT-BLANDFORD | 32118 - 32117 | SCHF | 0.16 | 0.16 | 828 | 556(D) ACSR | OPGW-24 | 1421 | ----- | 200 | 1 | 1973
1421 | PLEASANT-BLANDFORD | 32117 - 32102 | SCHF | 1.77 | 1.77 | 624 | 556(D) ACSR | OPGW-24 | 1421 | ----- | 200 | 15 | 1961
1421 | PLEASANT-BLANDFORD | 32102 - 32100 | SCHF | 0.24 | 0.24 | 644 | 556(D) ACSR | OPGW-24 | 1421 | ----- | 200 | 2 | 1994
1421 | PLEASANT-BLANDFORD | 32100 - 32092 | SCHF | 0.91 | 0.91 | 598 | 556(D) ACSR | OPGW-24 | 1421 | ----- | 200 | 8 | 1961
1421 | PLEASANT-BLANDFORD | 32092 - 32091 | SCHF | 0.13 | 0.13 | 685 | 556(D) ACSR | OPGW-24 | 1421 | ----- | 200 | 1 | 1994
1421 | PLEASANT-BLANDFORD | 32091 - 32086 | SCHF | 0.51 | 0.51 | 541 | 556(D) ACSR | OPGW-24 | 1421 | ----- | 200 | 5 | 1961
1421 | PLEASANT-BLANDFORD | 32086 - 32085 | SCHF | 0.09 | 0.09 | 450 | 556(D) ACSR | OPGW-24 | 1421 | ----- | 200 | 1 | 1994
1421 | PLEASANT-BLANDFORD | 32085 - 32067 | SCHF | 1.81 | 1.81 | 529 | 556(D) ACSR | OPGW-24 | 1421 | ----- | 200 | 18 | 1961
1421 | PLEASANT-BLANDFORD | 32067 - 32065 | SCHF | 0.22 | 0.22 | 593 | 556(D) ACSR | OPGW-24 | 1421 | ----- | 200 | 2 | 1994
1421 | PLEASANT-BLANDFORD | 32065 - 32052 | SCHF | 1.56 | 1.56 | 634 | 556(D) ACSR | OPGW-24 | 1421 | ----- | 200 | 13 | 1961
1421 | PLEASANT-BLANDFORD | 32052 - 32051 | SCHF | 0.13 | 0.13 | 700 | 556(D) ACSR | OPGW-24 | 1421 | ----- | 200 | 1 | 1994
1421 | PLEASANT-BLANDFORD | 32051 - 32048 | SCHF | 0.23 | 0.23 | 408 | 556(D) ACSR | OPGW-24 | 1421 | ----- | 200 | 3 | 1961
1421 | PLEASANT-BLANDFORD | 32048 - 32047 | SCHF | 0.09 | 0.09 | 471 | 556(D) ACSR | OPGW-24 | 1421 | ----- | 200 | 1 | 1994
1421 | PLEASANT-BLANDFORD | 32047 - 32039 | SCHF | 0.91 | 0.91 | 602 | 556(D) ACSR | OPGW-24 | 1421 | ----- | 200 | 8 | 1961
1421 | PLEASANT-BLANDFORD | 32039 - 32038 | SCHF | 0.09 | 0.09 | 496 | 556(D) ACSR | OPGW-24 | 1421 | ----- | 200 | 1 | 1994
1421 | PLEASANT-BLANDFORD | 32038 - 32036 | SCHF | 0.2 | 0.2 | 518 | 556(D) ACSR | OPGW-24 | 1421 | ----- | 200 | 2 | 1961
1421 | PLEASANT-BLANDFORD | 32036 - 32035 | SCHF | 0.08 | 0.08 | 411 | 556(D) ACSR | OPGW-24 | 1421 | ----- | 200 | 1 | 1976
1421 | PLEASANT-BLANDFORD | 32035 - 32019 | SCHF | 1.68 | 1.68 | 555 | 556(D) ACSR | OPGW-24 | 1421 | ----- | 200 | 16 | 1961
1421 | PLEASANT-BLANDFORD | 32019 - 32018 | SCHF | 0.14 | 0.14 | 757 | 556(D) ACSR | OPGW-24 | 1421 | ----- | 200 | 1 | 1994
1421 | PLEASANT-BLANDFORD | 32018 - 32001 | SCHF | 2.17 | 2.17 | 675 | 556(D) ACSR | OPGW-24 | 1421 | ----- | 200 | 17 | 1961
1421 | PLEASANT-BLANDFORD | 32001 - BLANDFORD S/S | SCHF | 0.01 | 0.01 | 65 | 556(D) ACSR | OPGW-24 | 1421 | ----- | 200 | 1 | 1967
1426 | ORCHARD - CADWELL | ORCHARD S/S - 17310 | SCHF | 0.62 | 0.62 | 385 | 1272 ACSS | OPGW-96 | 1426 | ----- | 200 | 7 | 2012 | 1426 line owns structures
1426 | ORCHARD - CADWELL | 17310 - 45052 | SCSP | 0.16 | 0.16 | 290 | 1272 ACSS | OPGW-96 | 1426 | ----- | 200 | 2 | 2012 | 1426 line owns structures
1426 | ORCHARD - CADWELL | 45052 - 45064A | SCSP | 1.33 | 0 | 735 | 1272 ACSS | OPGW-96 | 1426 | ----- | 200 | 11 | 2012 | 1426 line owns structures
1426 | ORCHARD - CADWELL | 45064A - CADWELL S/S | DCSP | 0.84 | 0.84 | 722 | 1272 ACSS | OPGW-96 | 1426 | 1481 | 200 | 6 | 2012 | 1426 line owns structures
1428 | FAIRMONT-MT.TOM | FAIRMONT S/S - 1162 | TERM | 0.1 | 0.1 | 525 | 795 ACSR | 2-3/8 CPRWLD | 1428 | ----- | 300 | 0
1428 | FAIRMONT-MT.TOM | 1162 1159 | DCLT | 0.44 | 0.44 | 767 | 795 ACSR | 3/8 CPRWLD | 1428 | 1327 | 300 | 3 | 1960 | 1428 Line owns structures.
1428 | FAIRMONT-MT.TOM | 1159 - 1156 | SCHF | 0.37 | 0.37 | 659 | 795 ACSR | 2-3/8 CPRWLD | 1428 | ----- | 300 | 3 | 1960
1428 | FAIRMONT-MT.TOM | 1156 - 1152 | DCLT | 0.55 | 0.55 | 726 | 795 ACSR | 3/8 CPRWLD | 1428 | 1327 | 300 | 4 | 1960 | 1428 Line owns structures.
1428 | FAIRMONT-MT.TOM | 1152 - 1148 | SCHF | 0.31 | 0.31 | 405 | 795 ACSR | 2-3/8 CPRWLD | 1428 | ----- | 300 | 4 | 1960
1428 | FAIRMONT-MT.TOM | 1148 - 1146 | DCLT | 0.43 | 0.43 | 1144 | 795 ACSR | 3/8 CPRWLD | 1428 | 1327 | 300 | 2 | 1960 | 1428 Line owns structures.
1428 | FAIRMONT-MT.TOM | 1146 - 1147 | SCHF | 0.14 | 0.14 | 730 | 795 ACSR | 2-3/8 CPRWLD | 1428 | ----- | 300 | 1 | 1991
1428 | FAIRMONT-MT.TOM | 1147 - 1144 | SCHF | 0.13 | 0.13 | 677 | 795 ACSR | 2-3/8 CPRWLD | 1428 | ----- | 300 | 1 | 1989
1428 | FAIRMONT-MT.TOM | 1144 - 1143 | SCHF | 0.11 | 0.11 | 596 | 795 ACSR | 2-3/8 CPRWLD | 1428 | ----- | 300 | 1 | 1960
1428 | FAIRMONT-MT.TOM | 1143 - 1142 | SCHF | 0.1 | 0.1 | 518 | 795 ACSR | 2-3/8 CPRWLD | 1428 | ----- | 300 | 1 | 1991
1428 | FAIRMONT-MT.TOM | 1142 - 1130 | SCHF | 1.13 | 1.13 | 498 | 795 ACSR | 2-3/8 CPRWLD | 1428 | ----- | 300 | 12 | 1960
1428 | FAIRMONT-MT.TOM | 1130 - 1108 | SCHF | 1.9 | 1.9 | 475 | 795 ACSR | 2-3/8 CPRWLD | 1428 | ----- | 300 | 22 | 1960
1428 | FAIRMONT-MT.TOM | 1108 - 1106 | DCLT | 0.2 | 0.2 | 1214 | 795 ACSR | 3/8 CPRWLD | 1428 | 1447 | 300 | 2 | 1960 | 1428 Line owns structures.
1428 | FAIRMONT-MT.TOM | 1106 - MT. TOM S/S | SCHF | 0.7 | 0.7 | 475 | 795 ACSR | 2-3/8 CPRWLD | 1428 | ----- | 300 | 6 | 1960
1447 | PINESHED-MT. TOM | PINESHED S/S - 1108 | SCHF | 1.9 | 1.9 | 475 | 795 ACSR | 2-3/8 CPRWLD | 1447 | ---- | 300 | 21 | 1960
1447 | PINESHED-MT. TOM | 1108 - 7106 | DCLT | 0.2 | 0 | 1214 | 795 ACSR | 3/8 CPRWLD | 1428 | 1447 | 300 | 0 | 1960 | 1428 Line owns structures.
1447 | PINESHED-MT. TOM | TA2-PINESHED S/S | SCHF | 0.7 | 0.7 | 575 | 795 ACSR | 2-3/8 CPRWLD | 1447 | ---- | 300 | 6 | 1960
1481 | CADWELL-LUDLOW | CADWELL - 45052 | DCSP | 2.17 | 0 | 722 | 1590 ACSS | OPGW-96 | 1426 | 1481 | 200 | 0 | 2013 | 1426 line owns structures
1481 | CADWELL-LUDLOW | 45052 - 45049 | SCSP | 0.2 | 0.1 | 531 | 1590 ACSS | OPGW-96 | 1481 | ----- | 200 | 1 | 2013 | 1481 line owns structures
1481 | CADWELL-LUDLOW | 45049 - LUDLOW S/S | DCSP | 4.85 | 0 | 532 | 1590 ACSS | OPGW-96 | 1552 | 1481 | 200 | 0 | 2013 | 1552 line owns structures
1551 | BERKSHIRE-DOREEN | BERKSHIRE S/S - 51006 | DCSP | 0.57 | 0 | 498 | 1272 ACSR | OPGW-24 | 1662 | 1551 | 100 | 0 | 1977 | 1662 line owns structures
1551 | BERKSHIRE-DOREEN | 51006 - 51007 | DCLT | 0.11 | 0 | 554 | 1272 ACSR | OPGW-24 | 1662 | 1551 | 100 | 0 | 1977 | 1662 line owns structures
1551 | BERKSHIRE-DOREEN | 510007 - 51009 | DCSPHF | 0.6 | 0 | 1591 | 1272 ACSR | OPGW-24 | 1662 | 1551 | 100 | 0 | 1977 | 1662 line owns structures
1551 | BERKSHIRE-DOREEN | 51009 - 51010 | DCLT | 0.06 | 0 | 310 | 1272 ACSR | OPGW-24 | 1662 | 1551 | 100 | 0 | 1977 | 1662 line owns structures
1551 | BERKSHIRE-DOREEN | 51010 - 51054 | DCSP | 4.63 | 0 | 556 | 1272 ACSR | OPGW-24 | 1662 | 1551 | 100 | 0 | 1977 | 1662 line owns structures
1551 | BERKSHIRE-DOREEN | 51054 - DOREEN S/S | DCSP | 0.03 | 0 | 175 | 1272 ACSR | OPGW-24 | 1662 | 1551 | 100 | 0 | 1975 | 1662 line owns structures
1552 | ORCHARD-LUDLOW | ORCHARD S/S - 33232 | SCHF | 0.62 | 0.62 | 352 | 1272 ACSS | OPGW 96 | 1552 | ----- | 160 | 9 | 1962
1552 | ORCHARD-LUDLOW | 33232 - 45049 | SCSP | 0.13 | 0.13 | 238 | 1272 ACSS | OPGW 96 | 1552 | ---- | 200 | 1 | 2013
1552 | ORCHARD-LUDLOW | 45049 - LUDLOW S/S | DCSP | 4.7 | 4.7 | 532 | 1272 ACSS | OPGW 96 | 1552 | 1481 | 200 | 1 | 2013 | 1552 line owns structures
1556 | CADWELL-EAST SPRINGFIELD | CADWELL SWITCHING STA - 21044 | SCSP | 0.02 | 0.02 | 107 | BUND. 336(L) ACSR | OPGW 96 | 1556 | ----- | 150 | 1 | 2013
1556 | CADWELL-EAST SPRINGFIELD | 21044 - 21048 | DCSP | 0.4 | 0.4 | 517 | BUND. 336(L) ACSR | OPGW 96 | 1556 | ----- | 150 | 3 | 2013/1970 | 1556 line owns structures
1556 | CADWELL-EAST SPRINGFIELD | 21048 - EAST SPRINGFIELD S/S | DCLT | 0.03 | 0.03 | 165 | 1272 ACSR | OPGW 96 | 1556 | ----- | 150 | 1 | 1932
1601 | FAIRMONT-SHAWINIGAN | FAIRMONT S/S - 10323 E SPFLD JCT | SCSP | 1.72 | 1.72 | 619 | 2-1272 ACSS | OPGW 48 | 1601 | ----- | 200 | 14 | 2013
1601 | FAIRMONT-SHAWINIGAN | 10323 E. SPFLD JCT - 10348 | SCSP | 2.8 | 2.8 | 642 | 2-1272 ACSS | OPGW 48 | 1601 | ----- | 200 | 23 | 2013 | 1601 line owns structures
1601 | FAIRMONT-SHAWINIGAN | 10348 - SHAWINIGAN S/S | SCSF | 0.11 | 0.11 | 198 | 2-1272 ACSS | OPGW 48 | 1601 | ----- | 200 | 3 | 2013
1604 | NORTHFIELD S/S - ERVING SWITCHING STATION | NORTHFIELD S/S - ERVING SWITCHING STATION | SCSP | 1.14 | 1.14 | 546 | 2-1272 54/19 ACSS | 2-0.646 OPGW | 1604 |  | 550 | 10 | 2017
1632 | MONTAGUE-PODICK | MONTAGUE S/S - 10008 | DCLT | 1.04 | 0 | 683 | 4/0 ACSR | 101.8 ACSR | 1044 | 1632 | 150 | 0 | 1938 | 1044 line owns structures
1632 | MONTAGUE-PODICK | 10008 - 10011 | DCLT | 0.29 | 0 | 514 | 2/0 CPR | ----- | 1044 | 1632 | 150 | 0 | 1938 | 1044 line owns structures
1632 | MONTAGUE-PODICK | 10011 - 10012 | DCWP | 0.11 | 0 | 564 | 2/0 CPR | ----- | 1044 | 1632 | 150 | 0 | 2005 | 1044 line owns structures
1632 | MONTAGUE-PODICK | 100012 - 10023 | DCLT | 1.16 | 0 | 557 | 2/0 CPR | ----- | 1044 | 1632 | 150 | 0 | 1938 | 1044 line owns structures
1632 | MONTAGUE-PODICK | 10023 - 10025 | DCWP | 0.19 | 0 | 503 | 2/0 CPR | ----- | 1044 | 1632 | 150 | 0 | 2005 | 1044 line owns structures
1632 | MONTAGUE-PODICK | 10025 - 10027 | DCLT | 0.21 | 0 | 560 | 2/0 CPR | ----- | 1044 | 1632 | 150 | 0 | 1938 | 1044 line owns structures
1632 | MONTAGUE-PODICK | 10027 - 10028 | DCWP | 0.1 | 0 | 530 | 2/0 CPR | ----- | 1044 | 1632 | 150 | 0 | 1999 | 1044 line owns structures
1632 | MONTAGUE-PODICK | 10028 - 10033 | DCLT | 0.52 | 0 | 550 | 2/0 CPR | ----- | 1044 | 1632 | 150 | 0 | 1938 | 1044 line owns structures
1632 | MONTAGUE-PODICK | 10033 - 10034 | DCSP | 0.1 | 0 | 550 | 2/0 CPR | ----- | 1044 | 1632 | 150 | 0 | 1990 | 1044 line owns structures
1632 | MONTAGUE-PODICK | 10034 - 10038 | DCLT | 0.42 | 0 | 556 | 2/0 CPR | ----- | 1044 | 1632 | 150 | 0 | 1938 | 1044 line owns structures
1632 | MONTAGUE-PODICK | 10038 - 10039 | DCWP | 0.1 | 0 | 530 | 2/0 CPR | ----- | 1044 | 1632 | 150 | 0 | 1999 | 1044 line owns structures
1632 | MONTAGUE-PODICK | 10039 - 10068 | DCLT | 2.62 | 0 | 477 | 2/0 CPR | ----- | 1044 | 1632 | 150 | 0 | 1938 | 1044 line owns structures
1632 | MONTAGUE-PODICK | 10068 - 10073 | DCLT | 0.44 | 0 | 465 | 2/0 CPR | ADSS-72 | 1044 | 1632 | 150 | 0 | 1938 | 1044 line owns structures
1632 | MONTAGUE-PODICK | 10073 - 10109 | DCLT | 3.66 | 0 | 537 | 2/0 CPR | ----- | 1044 | 1632 | 150 | 0 | 1938 | 1044 line owns structures
1632 | MONTAGUE-PODICK | 10109 - 10110 | DCLWP | 0.1 | 0 | 503 | 2/0 CPR | ----- | 1044 | 1632 | 150 | 0 | 1978 | 1044 line owns structures
1632 | MONTAGUE-PODICK | 10110 - 10119 | DCLT | 0.85 | 0 | 496 | 2/0 CPR | ----- | 1044 | 1632 | 150 | 0 | 1938 | 1044 line owns structures
1632 | MONTAGUE-PODICK | 10119 - 10120 | SCLSWT | 0.04 | 0 | 217 | 2/0 CPR | ----- | 1632 | ----- | 150 | 0 | 1938 | 1044 line owns structures
1632 | MONTAGUE-PODICK | 10120 - 10138A | DCLT | 1.77 | 0 | 520 | 2/0 CPR | ----- | 1044 | 1632 | 150 | 0 | 1938 | 1044 line owns structures
1632 | MONTAGUE-PODICK | 10138A - 14141 | SCWP | 0.01 | 0.01 | 55 | 556(D) ACSR | NONE | 1632 | ----- | 125 | 1 | 1994
1632 | MONTAGUE-PODICK | 14141 - 14153A | DCLT | 1.11 | 0 | 488 | 3/0 ACSR | ----- | 1113 | 1632 | 125 | 0 | 1956 | 1113 line owns structures
1632 | MONTAGUE-PODICK | 14153A - PODICK S/S | SCWP | 0.08 | 0.08 | 400 | 556(D) ACSR | 3/8 ALWLD | 1632 | ----- | 125 | 1 | 1994
1638 | FAIRMONT - MEMORIAL (Chicopee) | FAIRMONT - CELD NU RISER | SCSP | 0.1 | 0.1 | 500 | 1272 ACSS | OPGW-24 | 1638 | ----- | 150 | 1 | 2013 | 1638 line owns structures
1645 | CADWELL - EAST SPRINGFIELD | CADWELL SWITCHING STA - 45070 | SCSP | 0.02 | 0.02 | 107 | 1113 ACSR | 19#10 | 1645 | ----- | 150 | 1 | 2013
1645 | CADWELL - EAST SPRINGFIELD | 45070 - 45074 | DCLT | 0.4 | 0.4 | 528 | 1113 ACSR | OPGW - 96 | 1645 | ----- | 150 | 3 | 1959 | 1645 line owns structures
1645 | CADWELL - EAST SPRINGFIELD | 45074 - EAST SPRINGFIELD S/S | DCLT | 0.03 | 0.03 | 165 | 1113 ACSR | OPGW - 96 | 1645 | ----- | 150 | 1 | 1959
1657 | GUNN-BUCK POND | GUNN S/S - 13006 | DCSP | 0.59 | 0 | 522 | 1272 ACSR | 0.520" OPGW-48 | 1962 | 1657 | 160 | 0 | 1976 | 1962 line owns structures
1657 | GUNN-BUCK POND | 13006 - 13007 | SCSP | 0.06 | 0.06 | 317 | 1272 ACSR | 0.520" OPGW-48 | 1657 | ----- | 100 | 1 | 2014 | Phelp St Jct (AKA Gunn Jct)
1657 | GUNN-BUCK POND | 13007 - 13021A | DCSP | 1.49 | 1.49 | 524 | 1272 ACSR | 0.520" OPGW-48 | 1657 | ----- | 100 | 15 | 1976 | One side of structure vacant.
1657 | GUNN-BUCK POND | 13021A - 13022 | SCSP | 0.08 | 0.08 | 406 | 1272 ACSR | 0.520" OPGW-48 | 1657 | ----- | 100 | 0 | 1981 | 13021A - NON ES (WMECo) structure
1657 | GUNN-BUCK POND | 13022 - 13035 | DCSP | 1.43 | 1.43 | 579 | 1272 ACSR | 0.520" OPGW-48 | 1657 | ----- | 100 | 13 | 1976 | One side of structure vacant.
1657 | GUNN-BUCK POND | 13035 - 13036 | SCSP | 0.11 | 0.11 | 570 | 1272 ACSR | 0.520" OPGW-48 | 1657 | ----- | 100 | 1 | 2019
1657 | GUNN-BUCK POND | 13036 - 13037 | DCSP | 0.1 | 0.1 | 509 | 1272 ACSR | 0.520" OPGW-48 | 1657 | ----- | 100 | 1 | 1976 | One side of structure vacant.
1657 | GUNN-BUCK POND | 13037 - 13038 | SCSP | 0.12 | 0.12 | 609 | 1272 ACSR | 0.520" OPGW-48 | 1657 | ----- | 100 | 1 | 2019
1657 | GUNN-BUCK POND | 13038 - 13053 | DCSP | 1.3 | 1.3 | 459 | 1272 ACSR | 0.520" OPGW-48 | 1657 | ----- | 100 | 15 | 1976 | One side of structure vacant.
1657 | GUNN-BUCK POND | 13053 - 13054 | DCSP | 0.09 | 0.09 | 495 | 1272 ACSR | 0.520" OPGW-48 | 1657 | ----- | 100 | 1 | 1970 | One side of structure vacant.
1657 | GUNN-BUCK POND | 13054 - 13056 | DCSP | 0.24 | 0.24 | 629 | 1272 ACSR | 0.520" OPGW-48 | 1657 | ----- | 100 | 2 | 1976 | One side of structure vacant.
1657 | GUNN-BUCK POND | 13056 - 13057 | SCSP | 0.09 | 0.09 | 482 | 1272 ACSR | 0.520" OPGW-48 | 1657 | ----- | 100 | 1 | 2019
1657 | GUNN-BUCK POND | 13057 - 13058B | DCSP | 0.15 | 0.15 | 396 | 1272 ACSR | 0.520" OPGW-48 | 1657 | ----- | 100 | 2 | 1976 | One side of structure vacant.
1657 | GUNN-BUCK POND | 13058B - BUCK POND S/S | SCSP | 0.03 | 0.03 | 158 | 1272 ACSS | 0.520" OPGW-48 | 1657 | ----- | 100 | 1 | 2019
1662 | BERKSHIRE-DOREEN | BERKSHIRE S/S - 51006 | DCSP | 0.56 | 0.56 | 496 | 1272 ACSR | 3/8 ALWLD | 1662 | 1551 | 100 | 5 | 1977 | 1662 line owns structures.
1662 | BERKSHIRE-DOREEN | 51006 - 51007 | DCLT | 0.11 | 0.11 | 554 | 1272 ACSR | 3/8 ALWLD | 1662 | 1551 | 100 | 1 | 1977 | 1662 line owns structures.
1662 | BERKSHIRE-DOREEN | 51007 - 51009 | DCSPHF | 0.6 | 0.6 | 1591 | 1272 ACSR | 3/8 ALWLD | 1662 | 1551 | 100 | 2 | 1977 | 1662 line owns structures.
1662 | BERKSHIRE-DOREEN | 51009 - 51010 | DCLT | 0.06 | 0.06 | 310 | 1272 ACSR | 3/8 ALWLD | 1662 | 1551 | 100 | 1 | 1977 | 1662 line owns structures.
1662 | BERKSHIRE-DOREEN | 51010 - 51054 | DCSP | 4.63 | 4.63 | 556 | 1272 ACSR | 3/8 ALWLD | 1662 | 1551 | 100 | 44 | 1977 | 1662 line owns structures.
1662 | BERKSHIRE-DOREEN | 51054 - DOREEN S/S | DCSP | 0.04 | 0.04 | 188 | 1272 ACSR | 3/8 ALWLD | 1662 | 1551 | 100 | 1 | 1975 | 1662 line owns structures.
1702 | CHICOPEE - FAIRMONT | CHICOPEE S/S - 1236 | SCSP | 0.21 | 0.21 | 370 | 1272 ACSS | 19#10 AW | 1803 | 1702 | 200 | 3 | 2013 | 1803 line owns sturctures
1702 | CHICOPEE - FAIRMONT | 1236 - 1239 | DCSP | 0.38 | 0 | 669 | 1272 ACSS | 19#10 AW | 1803 | 1702 | 200 | 3 | 2013 | 1803 line owns sturctures
1702 | CHICOPEE - FAIRMONT | 1239 - 2246A | SCSP | 0.12 | 0.12 | 317 | 1272 ACSS | 19#10 AW | 1803 | 1702 | 200 | 2 | 2013 | 1803 line owns sturctures
1702 | CHICOPEE - FAIRMONT | 2246A - FAIRMONT S/S | DCSP | 1.73 | 0 | 652 | 1272 ACSS | 19#10 AW | 1803 | 1702 | 200 | 12 | 2013 | 1803 line owns sturctures
1715 | DOREEN-ALTRESCO-GEN. ELECTRIC | DOREEN S/S - GE S/S | DCLT | 1.24 | 1.24 | 544 | 4/0 ACSR | 3#6 CPRWLD | 1715 | 1816 | 150 | 11 | 1948 | 1715 line owns structures.
1715 | DOREEN-ALTRESCO-GEN. ELECTRIC | ALTRESCO TAP - ALTRESCO S/S | DCLT | 0 | 0 | 0 |  |  | 1715 | 1816 |  | 0 | 1990 | ALTRESCO owns this section.
1768 | SOUTHWICK - MA STATE LINE - S. AGAWAM | SOUTHWICK S/S - 18105 | SCHF | 0.71 | 0.71 | 466 | 556(D) ACSR | 3/8 CPRWLD, OPGW-24 | 1768 | ----- | 160-200 | 7 | 1957
1768 | SOUTHWICK - MA STATE LINE - S. AGAWAM | 18105 - 18103 | SCHF | 0.21 | 0.21 | 547 | 556(D) ACSR | 3/8 CPRWLD, OPGW-24 | 1768 | ----- | 160-200 | 2 | 2004
1768 | SOUTHWICK - MA STATE LINE - S. AGAWAM | 18103 - 18102 | SCHF | 0.12 | 0.12 | 634 | 556(D) ACSR | 3/8 CPRWLD, OPGW-24 | 1768 | ----- | 160-200 | 1 | 1957
1768 | SOUTHWICK - MA STATE LINE - S. AGAWAM | 18102 - MA STATE LINE | SCHF | 0.16 | 0.16 | 411 | 556(D) ACSR | 3/8 CPRWLD, OPGW-24 | 1768 | ----- | 160-200 | 2 | 2004
1768 | SOUTHWICK - MA STATE LINE - S. AGAWAM | 3247 (MA STATE LINE) - 17109A/B | DCLT | 0.24 | 0 | 634 | 1272 (P) ACSS | 19#10 ALWLD | 1768 | 3216 | 160-200 | 0 | 2012 | 3216 line owns structures
1768 | SOUTHWICK - MA STATE LINE - S. AGAWAM | 17109A/B - 17131 | DCSP | 2.48 | 0 | 600 | 1272 (P) ACSS | 19#10 ALWLD | 1768 | 3216 | 160-200 | 0 | 2012 | 3216 line owns structures
1768 | SOUTHWICK - MA STATE LINE - S. AGAWAM | 17131 - S. AGAWAM S/S | SCSP | 0.08 | 0 | 422 | 1272 (P) ACSS | 19#10 ALWLD | 1768 | 3216 | 160-200 | 0 | 2012 | 3216 line owns structures
1781 | SOUTH AGAWAM-SILVER-AGAWAM | SOUTH AGAWAM S/S - 17133 | SCSP | 0.13 | 0.13 | 219 | 1272 ACSS | 19#10 ALWLD | 1781 | ----- | 175 | 1 | 2013 | 1781 line owns structures
1781 | SOUTH AGAWAM-SILVER-AGAWAM | 17133 - 17141A | DCSP | 0.79 | 0 | 479 | 1272 ACSS | 19#10 ALWLD | 1782 | 1782 | 175 | 0 | 2013 | 3216 line owns structures
1781 | SOUTH AGAWAM-SILVER-AGAWAM | 17141A - SILVER S/S | SCSP | 0.03 | 0.03 | 77 | 1272 ACSS | 19#10 ALWLD | 1781 | ----- | 175 | 1 | 2013 | 1781 line owns structures
1781 | SOUTH AGAWAM-SILVER-AGAWAM | SILVER S/S - 17162A | DCSP | 2.2 | 0 | 180 | 1272 ACSS | 19#10 ALWLD | 3216 | 3216 | 175 | 0 | 2013 | 3216 line owns structures
1781 | SOUTH AGAWAM-SILVER-AGAWAM | 17162A - AGAWAM S/S | SCSP | 0.15 | 0.15 | 539 | 1272 ACSS | 19#10 ALWLD | 1781 | ----- | 175 | 1 | 2013 | 1781 line owns structures
1782 | SOUTH AGAWAM-SILVER-AGAWAM | SOUTH AGAWAM S/S - 3200 | SCSP | 0.04 | 0.04 | 199 | 1272 ACSS | OPGW - 24 | 1782 |  | 175 | 1 | 2013 | 1782 line owns structures
1782 | SOUTH AGAWAM-SILVER-AGAWAM | 3200 - 3208 | DCSP | 0.9 | 0.9 | 594 | 1272 ACSS | OPGW - 24 | 1782 | 1781 | 175 | 8 | 2013 | 1782 line owns structures
1782 | SOUTH AGAWAM-SILVER-AGAWAM | 3208 - SILVER S/S | SCSP | 0.03 | 0.03 | 151 | 1272 ACSS | OPGW - 24 | 1782 |  | 175 | 2 | 2013 | 1782 line owns structures
1782 | SOUTH AGAWAM-SILVER-AGAWAM | SILVER S/S - AGAWAM S/S | SCSP | 2.3 | 2.3 | 579 | 1272 ACSS | OPGW - 24 | 1782 |  | 175 | 21 | 2013 | 1782 line owns structures
1803 | FAIRMONT-CADWELL | FAIRMONT S/S - 2246B | DCSP | 1.73 | 1.73 | 652 | 2 - 1272 ACSS | OPGW-72 | 1803 | 1702 | 200 | 13 | 2013 | 1803 line owns structures
1803 | FAIRMONT-CADWELL | 2246B - 1241 | SCSP | 0.16 | 0.16 | 422 | 2 - 1272 ACSS | OPGW-72 | 1803 | ----- | 200 | 1 | 2013 | 1803 line owns structures
1803 | FAIRMONT-CADWELL | 1241 - 1260 | DCSP | 2.23 | 0 | 619 | 2 - 1272 ACSS | OPGW-72 | 1803 | 3196 | 200 | 19 | 2013 | 3196 line owns structures
1803 | FAIRMONT-CADWELL | 1260 - 3089 | SCSP | 0.11 | 0.11 | 580 | 2 - 1272 ACSS | OPGW-72 | 1803 | ----- | 200 | 1 | 2013 | 1803 line owns structures
1803 | FAIRMONT-CADWELL | 3089 - CADWELL S/S | SCSP | 1.03 | 1.03 | 604 | 2 - 1272 ACSS | OPGW-72 | 1803 | ----- | 200 | 10 | 2013 | 1803 line owns structures
1816 | DOREEN-ALTRESCO-GEN. ELECTRIC | DOREEN S/S - GENERAL ELECTRIC S/S | DCLT | 1.23 | 0 | 542 | 4/0 ACSR | 3#6 CPRWLD | 1715 | 1816 | 150 | 0 | 1948 | 1715 line owns structures
1816 | DOREEN-ALTRESCO-GEN. ELECTRIC | ALTRESCO TAP - ALTRESCO S/S | DCLT | 0 | 0 | 0 |  |  | 1715 | 1816 |  | 0 | 1990 | ALTRESCO owns this section.
1845 | SHAWINIGAN-LUDLOW | SHAWINIGAN S/S - 2016 | SCSF | 0.12 | 0.12 | 168 | 1272 ACSS | OPGW 48 | 1845 | ---- | 160 | 1 | 2013
1845 | SHAWINIGAN-LUDLOW | 2016-2017 | SCSP | 0.07 | 0.07 | 25 | 1272 ACSS | OPGW 48 | 1845 | ---- | 160 | 1 | 2013
1845 | SHAWINIGAN-LUDLOW | 2017 - 1267 | DCSP | 0.17 | 0.17 | 456 | 1272 ACSS | OPGW 48 | 1845 | ---- | 160 | 1 | 2013
1845 | SHAWINIGAN-LUDLOW | 1267 - 1320 | DCSP | 5.66 | 0 | 728 | 1272 ACSS | OPGW 48 | 1845 | ---- | 160 | 1 | 2013
1845 | SHAWINIGAN-LUDLOW | 1320 - 2018 | SCSF | 0.06 | 0.06 | 315 | 1272 ACSS | OPGW 48 | 1845 | ---- | 160 | 1 | 2013
1845 | SHAWINIGAN-LUDLOW | 2018 - LUDLOW S/S | SCSF | 0.21 | 0.21 | 503 | 1272 ACSS | OPGW 48 | 1845 | ---- | 160 | 4 | 2013
1853 | BLANDFORD-ATWATER-SOUTHWICK | BLANDFORD S/S - 22121 | SCHF | 0.01 | 0.01 | 70 | 556(D) ACSR | 7/16 CPRWLD | 1853 | ----- | 200 | 7 | 1961
1853 | BLANDFORD-ATWATER-SOUTHWICK | 22121 - 22124 | SCHF | 0.35 | 0.35 | 618 | 556(D) ACSR | 7/16 CPRWLD, OPGW-24 | 1853 | -----
1853 | BLANDFORD-ATWATER-SOUTHWICK | 22119 - 22121 | SCSF | 0.25 | 0.25 | 659 | 556(D) ACSR | 7/16 CPRWLD, OPGW-24 | 1853 | ----- | 200 |  | 2011
1853 | BLANDFORD-ATWATER-SOUTHWICK | 22117 - 22119 | SCHF | 0.22 | 0.22 | 571 | 556(D) ACSR | 7/16 CPRWLD, OPGW-24 | 1853 | ----- | 200 |  | 1961
1853 | BLANDFORD-ATWATER-SOUTHWICK | 22116 - 22117 | SCSF | 0.13 | 0.13 | 660 | 556(D) ACSR | 7/16 CPRWLD, OPGW-24 | 1853 | ----- | 200 | 1 | 2009
1853 | BLANDFORD-ATWATER-SOUTHWICK | 22113 - 22116 | SCSF | 1.3 | 1.3 | 771 | 556(D) ACSR | 7/16 CPRWLD, OPGW-24 | 1853 | ----- | 200 | 9 | 2011
1853 | BLANDFORD-ATWATER-SOUTHWICK | 22111 - 22113 | SCHF |  |  |  | 556(D) ACSR | 7/16 CPRWLD, OPGW-24 | 1853 | ----- | 200 |  | 1961
1853 | BLANDFORD-ATWATER-SOUTHWICK | 22110 - 22111 | SCSF |  |  |  | 556(D) ACSR | 7/16 CPRWLD, OPGW-24 | 1853 | ----- | 200 |  | 2011
1853 | BLANDFORD-ATWATER-SOUTHWICK | 22107 - 22110 | SCHF |  |  |  | 556(D) ACSR | 7/16 CPRWLD, OPGW-24 | 1853 | ----- | 200 |  | 1961
1853 | BLANDFORD-ATWATER-SOUTHWICK | 22106 - 22107 | SCSF | 0.16 | 0.16 | 810 | 556(D) ACSR | 7/16 CPRWLD, OPGW-24 | 1853 | ----- | 200 | 1 | 2009
1853 | BLANDFORD-ATWATER-SOUTHWICK | 22104 - 22106 | SCSF |  |  |  | 556(D) ACSR | 7/16 CPRWLD, OPGW-24 | 1853 | ----- | 200 | 35 | 2011
1853 | BLANDFORD-ATWATER-SOUTHWICK | 22103 - 22104 | SCHF | 4.6 | 4.6 | 694 | 556(D) ACSR | 7/16 CPRWLD, OPGW-24 | 1853 | ----- | 100 |  | 2011
1853 | BLANDFORD-ATWATER-SOUTHWICK | 22102 - 22103 | SCSF |  |  |  | 556(D) ACSR | 7/16 CPRWLD, OPGW-24 | 1853 | ----- | 100 |  | 1961
1853 | BLANDFORD-ATWATER-SOUTHWICK | 22099 - 22102 | SCHF |  |  |  | 556(D) ACSR | 7/16 CPRWLD, OPGW-24 | 1853 | ----- | 100 |  | 1961
1853 | BLANDFORD-ATWATER-SOUTHWICK | 22098 - 22099 | SCSF |  |  |  | 556(D) ACSR | 7/16 CPRWLD, OPGW-24 | 1853 | ----- | 200 |  | 2011
1853 | BLANDFORD-ATWATER-SOUTHWICK | 22090 - 22098 | SCHF |  |  |  | 556(D) ACSR | 7/16 CPRWLD, OPGW-24 | 1853 | ----- | 200 |  | 1961
1853 | BLANDFORD-ATWATER-SOUTHWICK | 22089 - 22090 | SCSF |  |  |  | 556(D) ACSR | 7/16 CPRWLD, OPGW-24 | 1853 | ----- | 200 |  | 2011
1853 | BLANDFORD-ATWATER-SOUTHWICK | 22088 - 22089 | SCSF |  |  |  | 556(D) ACSR | 7/16 CPRWLD, OPGW-24 | 1853 | ----- | 200 |  | 2011
1853 | BLANDFORD-ATWATER-SOUTHWICK | 22071 - 22088 | SCHF |  |  |  | 556(D) ACSR | 7/16 CPRWLD, OPGW-24 | 1853 | ----- | 200 |  | 1961
1853 | BLANDFORD-ATWATER-SOUTHWICK | 22070 - 22071 | SCSF | 0.08 | 0.08 | 412 | 556(D) ACSR | 7/16 CPRWLD, OPGW-24 | 1853 | ----- | 200 | 1 | 2009
1853 | BLANDFORD-ATWATER-SOUTHWICK | 22066 - 22070 | SCHF | 7 | 7 | 754 | 556(D) ACSR | 7/16 CPRWLD, OPGW-24 | 1853 | ----- | 200 | 49 | 1961
1853 | BLANDFORD-ATWATER-SOUTHWICK | 22065 - 22066 | SCSF |  |  |  | 556(D) ACSR | 7/16 CPRWLD, OPGW-24 | 1853 | ----- | 200 |  | 2011
1853 | BLANDFORD-ATWATER-SOUTHWICK | 22064 - 22065 | SCHF |  |  |  | 556(D) ACSR | 7/16 CPRWLD, OPGW-24 | 1853 | ----- | 200 |  | 1961
1853 | BLANDFORD-ATWATER-SOUTHWICK | 22063 - 22064 | SCSF |  |  |  | 556(D) ACSR | 7/16 CPRWLD, OPGW-24 | 1853 | ----- | 200 |  | 2011
1853 | BLANDFORD-ATWATER-SOUTHWICK | 22060 - 22063 | SCHF |  |  |  | 556(D) ACSR | 7/16 CPRWLD, OPGW-24 | 1853 | ----- | 200 |  | 1961
1853 | BLANDFORD-ATWATER-SOUTHWICK | 22059 - 22060 | SCSF |  |  |  | 556(D) ACSR | 7/16 CPRWLD, OPGW-24 | 1853 | ----- | 200 |  | 2011
1853 | BLANDFORD-ATWATER-SOUTHWICK | 22048 - 22059 | SCHF |  |  |  | 556(D) ACSR | 7/16 CPRWLD, OPGW-24 | 1853 | ----- | 200 |  | 1961
1853 | BLANDFORD-ATWATER-SOUTHWICK | 22047 - 22048 | SCSF |  |  |  | 556(D) ACSR | 7/16 CPRWLD, OPGW-24 | 1853 | ----- | 200 |  | 2011
1853 | BLANDFORD-ATWATER-SOUTHWICK | 22045 - 22047 | SCHF |  |  |  | 556(D) ACSR | 7/16 CPRWLD, OPGW-24 | 1853 | ----- | 200 |  | 1961
1853 | BLANDFORD-ATWATER-SOUTHWICK | 22044 - 22045 | SCSF |  |  |  | 556(D) ACSR | 7/16 CPRWLD, OPGW-24 | 1853 | ----- | 200 |  | 2011
1853 | BLANDFORD-ATWATER-SOUTHWICK | 22032 - 22044 | SCHF |  |  |  | 556(D) ACSR | 7/16 CPRWLD, OPGW-24 | 1853 | ----- | 200 |  | 1961
1853 | BLANDFORD-ATWATER-SOUTHWICK | 22031 - 22032 | SCHF |  |  |  | 556(D) ACSR | 7/16 CPRWLD, OPGW-24 | 1853 | ----- | 200 |  | 2011
1853 | BLANDFORD-ATWATER-SOUTHWICK | 22030 - 22031 | COMP |  |  |  | 556(D) ACSR | 7/16 CPRWLD, OPGW-24 | 1853 | ----- | 200 |  | 2011
1853 | BLANDFORD-ATWATER-SOUTHWICK | 22029 - 22030 | SCHF |  |  |  | 556(D) ACSR | 7/16 CPRWLD, OPGW-24 | 1853 | ----- | 200 |  | 1961
1853 | BLANDFORD-ATWATER-SOUTHWICK | 22028 - 22029 | COMP |  |  |  | 556(D) ACSR | 7/16 CPRWLD, OPGW-24 | 1853 | ----- | 200 |  | 2011
1853 | BLANDFORD-ATWATER-SOUTHWICK | 22025 - 22028 | SCHF |  |  |  | 556(D) ACSR | 7/16 CPRWLD, OPGW-24 | 1853 | ----- | 200 |  | 1961
1853 | BLANDFORD-ATWATER-SOUTHWICK | 22024 - 22025 | SCSF |  |  |  | 556(D) ACSR | 7/16 CPRWLD, OPGW-24 | 1853 | ----- | 200 |  | 2011
1853 | BLANDFORD-ATWATER-SOUTHWICK | 22023 - 22024 | SCHF |  |  |  | 556(D) ACSR | 7/16 CPRWLD, OPGW-24 | 1853 | ----- | 200 |  | 1961
1853 | BLANDFORD-ATWATER-SOUTHWICK | 22021 - 22022 | SCSF |  |  |  | 556(D) ACSR | 7/16 CPRWLD, OPGW-24 | 1853 | ----- | 200 |  | 2011
1853 | BLANDFORD-ATWATER-SOUTHWICK | 22020 - 22021 | SCHF | 0.09 | 0.09 | 450 | 556(D) ACSR | 7/16 CPRWLD, OPGW-24 | 1853 | ----- | 200 | 1 | 1979
1853 | BLANDFORD-ATWATER-SOUTHWICK | 22018 - 22020 | SCHF | 2.13 | 2.13 | 563 | 556(D) ACSR | 7/16 CPRWLD, OPGW-24 | 1853 | ----- | 200 | 20 | 1961
1853 | BLANDFORD-ATWATER-SOUTHWICK | 22017 - 22018 | SCSF |  |  |  | 556(D) ACSR | 7/16 CPRWLD, OPGW-24 | 1853 | ----- | 200 |  | 2011
1853 | BLANDFORD-ATWATER-SOUTHWICK | 22015 - 22017 | SCHF |  |  |  | 556(D) ACSR | 7/16 CPRWLD, OPGW-24 | 1853 | ----- | 200 |  | 1961
1853 | BLANDFORD-ATWATER-SOUTHWICK | 22014 - 22015 | COMP |  |  |  | 556(D) ACSR | 7/16 CPRWLD, OPGW-24 | 1853 | ----- | 200 |  | 2011
1853 | BLANDFORD-ATWATER-SOUTHWICK | 22013 - 22014 | SCSF |  |  |  | 556(D) ACSR | 7/16 CPRWLD, OPGW-24 | 1853 | ----- | 200 |  | 2011
1853 | BLANDFORD-ATWATER-SOUTHWICK | 22011 - 22013 | SCHF |  |  |  | 556(D) ACSR | 7/16 CPRWLD, OPGW-24 | 1853 | ----- | 200 |  | 1961
1853 | BLANDFORD-ATWATER-SOUTHWICK | 22010 - 22011 | SCSF |  |  |  | 556(D) ACSR | 7/16 CPRWLD, OPGW-24 | 1853 | ----- | 200 |  | 2011
1853 | BLANDFORD-ATWATER-SOUTHWICK | 22008 - 22010 | SCHF |  |  |  | 556(D) ACSR | 7/16 CPRWLD, OPGW-24 | 1853 | ----- | 200 |  | 1961
1853 | BLANDFORD-ATWATER-SOUTHWICK | 22007 - 22008 | COMP |  |  |  | 556(D) ACSR | 7/16 CPRWLD, OPGW-24 | 1853 | ----- | 200 |  | 2011
1853 | BLANDFORD-ATWATER-SOUTHWICK | 22005 - 22007 | SCHF |  |  |  | 556(D) ACSR | 7/16 CPRWLD, OPGW-24 | 1853 | ----- | 200 |  | 1961
1853 | BLANDFORD-ATWATER-SOUTHWICK | 22001 - 22005 | SCSF |  |  |  | 556(D) ACSR | 7/16 CPRWLD, OPGW-24 | 1853 | ----- | 200 |  | 2011
1853 | BLANDFORD-ATWATER-SOUTHWICK | SOUTHWICK - 22001 | TERM | 0 | 0 | 0 | 556(D) ACSR | 7/16 CPRWLD, OPGW-25 | 1853 | ----- | 200 | 0 | 1961
1853 | BLANDFORD-ATWATER-SOUTHWICK | 22201JCT - 22202 | SCSF | 0.074432 | 0.074432 | 395 | 556(D) ACSR | 3/8 ALWLD | 1853 | ----- | 200 | 1 | 1961
1853 | BLANDFORD-ATWATER-SOUTHWICK | 22202 - 22256 | SCWP | 4.1761 | 4.1761 | 399 | 556(D) ACSR | 0.646" OPGW-48 | 1853 | ----- | 200 | 54 | 1972
1853 | BLANDFORD-ATWATER-SOUTHWICK | 22256 - 22257 | SCSP | 0.18712 | 0.18712 | 757 | 1272 ACSS | 0.646" OPGW-48 | 1853 | ----- | 200 | 2 | 2020
1853 | BLANDFORD-ATWATER-SOUTHWICK | 22257 - 41009A OAKDALE JCT. | SCWP | 2.9917 | 2.9917 | 526 | 556(D) ACSR | 0.646" OPGW-48 | 1853 | ----- | 200 | 30 | 1972
1853 | BLANDFORD-ATWATER-SOUTHWICK | 41009A - 41008 | DCSP | 0.063447 | 0.063447 | 335 | 1272 ACSS | 0.646" OPGW-48 | 1853 | ----- | 100 | 1 | 2019
1853 | BLANDFORD-ATWATER-SOUTHWICK | 41008 - 41004 | SCWP | 0.26402 | 0.26402 | 349 | 1272 ACSS | 0.646" OPGW-48 | 1853 | ----- | 100 | 4 | 2019
1853 | BLANDFORD-ATWATER-SOUTHWICK | 41004 - ATWATER | SCWP | 0.027273 | 0.027273 | 144 | 1272 ACSS | 0.646" OPGW-48 | 1853 | ----- | 100 | 1 | 2019
1853 | BLANDFORD-ATWATER-SOUTHWICK | 22281 - 22291 | SCWP |  |  |  |  | 3/8 ALWLD | 1853 | ----- | 100 | 3 | 1972 | SW ONLY
1858 | SOUTH AGAWAM-FRANCONIA(MA) | SOUTH AGAWAM S/S - 2004 | SCSP | 0.36 | 0.36 | 375 | 1272 ACSR | 2-3/8 ALWLD | 1858 | ----- | 160 | 4 | 2002
1858 | SOUTH AGAWAM-FRANCONIA(MA) | 2004 - 2008 | SCHF | 0.46 | 0.46 | 605 | 1272 ACSR | 2-3/8 ALWLD | 1858 | ----- | 160 | 4 | 1970
1858 | SOUTH AGAWAM-FRANCONIA(MA) | 2008 - 2009 | SCHF | 0.14 | 0.14 | 749 | 1272 ACSR | 2-3/8 ALWLD | 1858 | ----- | 160 | 1 | 2009
1858 | SOUTH AGAWAM-FRANCONIA(MA) | 2009 - MA STATE LINE | SCHF | 0.72 | 0.72 | 632 | 1272 ACSR | 2-3/8 ALWLD | 1858 | ----- | 160 | 6 | 1970
1858 | SOUTH AGAWAM-FRANCONIA(MA) | MA STATE LINE - 2023 | SCSPHF | 0.45 | 0.45 | 1190 | 1272 ACSR | 2-3/8 ALWLD | 1858 | ----- | 160 | 1 | 1970
1858 | SOUTH AGAWAM-FRANCONIA(MA) | 2023 - MA STATE LINE | SCHF | 0.03 | 0.03 | 160 | 1272 ACSR | 2-3/8 ALWLD | 1858 | ----- | 160 | 1 | 1970
1858 | SOUTH AGAWAM-FRANCONIA(MA) | MA STATE LINE - 54049 | SCSP | 0.14 | 0.14 | 364 | 1272 ACSR | 2-3/8 ALWLD | 1858 | ----- | 160 | 1 | 1970
1858 | SOUTH AGAWAM-FRANCONIA(MA) | 54049 - FRANCONIA S/S | DCSP | 1.25 | 0 | 507 | 1272 ACSR | 3/8 ALWLD | 1394 | 1858 | 160 | 0 | 1970 | 1394 line owns structures
1904 | FAIRMONT-PIPER | PIPER S/S - 3031B | SCSP | 0.1 | 0.1 | 282 | 1272 ACSS | OPGW 24 | 1904 | ----- | 150 | 2 | 2013 | 1904 line owns poles
1904 | FAIRMONT-PIPER | 3031B - 3040B | DCSP | 1.15 | 1.15 | 607 | 1272 ACSS | OPGW 24 | 1904 | ----- | 150 | 10 | 2013 | Distribution circuit 21N7 shares poles To 3050B
| FAIRMONT-PIPER | 3040B - 3042B | SCSP | 0.35 | 0.35 | 1521 | 1272 ACSS | OPGW 24 | 1904 | ----- | 150 | 2 | 2013 | 1904 line owns poles
1904 | FAIRMONT-PIPER | 3042B - 3050B | DCSP | 0.95 | 0.95 | 627 | 1272 ACSS | OPGW 24 | 1904 | ----- | 150 | 8 | 2013 | 1904 line owns poles
| FAIRMONT-PIPER | 3050B - 3065 | SCSP | 1.64 | 1.64 | 618 | 1272 ACSS | OPGW 24 | 1904 | ----- | 150 | 14 | 2013 | 1904 line owns poles
1904 | FAIRMONT-PIPER | 3065 E. SPFLD JCT - FAIRMONT S/S | SCSP | 1.52 | 1.52 | 729 | 1272 ACSS | OPGW 24 | 1904 | ----- | 150 | 11 | 2013 | 1904 line owns poles
1930 | SHAWINIGAN-MONSANTO | SHAWINIGAN S/S-MONSANTO S/S | TCLT | 0.27 | 0.27 | 1438 | 795ACSR | 19#9AWD | 1930 | 1935, 1940 | 180-280 | 1 | 1999 | WMECO owns line to Transistion Structure and structure. Monsanto owns balance of line
1935 | SHAWINIGAN-MONSANTO | SHAWINIGAN S/S-MONSANTO S/S | TCLT | 0.27 | 0 | 1438 | 795ACSR | 19#9AWD | 1930 | 1935, 1940 | 180-280 | 0 | 1999 | WMECO owns line to Transistion Structure. Monsanto owns balance of line
1940 | SHAWINIGAN-MONSANTO | SHAWINIGAN S/S-MONSANTO S/S | TCLT | 0.27 | 0 | 1438 | 795ACSR | 19#9AWD | 1930 | 1935, 1940 | 180-280 | 0 | 1999 | WMECO owns line to Transistion Structure. Monsanto owns balance of line
1962 | MIDWAY-GUNN | MIDWAY S/S - 53003 | DCSP | 0.16 | 0.16 | 280 | 1272 ACSR | 3/8 ALWLD | 1962 | ----- | 150 | 2 | 1976 | One side of structure vacant.
1962 | MIDWAY-GUNN | 53003 - 53004 | DCLT | 0.12 | 0.12 | 610 | 1272 ACSR | 3/8 ALWLD | 1962 | ----- | 150 | 1 | 1959
1962 | MIDWAY-GUNN | 53004 - 53016 | DCSP | 1.27 | 1.27 | 559 | 1272 ACSR | 3/8 ALWLD | 1962 | ----- | 150 | 12 | 1976 | One side of structure vacant.
1962 | MIDWAY-GUNN | 53016 - 53017 | SCWP | 0.1 | 0.1 | 510 | 1272 ACSR | 3/8 ALWLD | 1962 | ----- | 150 | 1 | 1976
1962 | MIDWAY-GUNN | 53017 - 53019 | DCSP | 0.18 | 0.18 | 472 | 1272 ACSR | 3/8 ALWLD | 1962 | ----- | 150 | 2 | 1976 | One side of structure vacant.
1962 | MIDWAY-GUNN | 53019 - 53020 | SCWP | 0.08 | 0.08 | 432 | 1272 ACSR | 3/8 ALWLD | 1962 | ----- | 150 | 1 | 1976
1962 | MIDWAY-GUNN | 53020 - 53028 | DCSP | 0.8 | 0.8 | 527 | 1272 ACSR | 3/8 ALWLD | 1962 | ----- | 150 | 8 | 1976 | One side of structure vacant.
1962 | MIDWAY-GUNN | 53028 - 53029 | SCWP | 0.05 | 0.05 | 285 | 1272 ACSR | 3/8 ALWLD | 1962 | ----- | 150 | 1 | 1993
1962 | MIDWAY-GUNN | 53029 - 53041 | DCSP | 1.26 | 1.26 | 552 | 1272 ACSR | 3/8 ALWLD | 1962 | ----- | 150 | 12 | 1976 | One side of structure vacant.
1962 | MIDWAY-GUNN | 53041 - 53042 | SCWP | 0.08 | 0.08 | 434 | 1272 ACSR | 3/8 ALWLD | 1962 | ----- | 150 | 1 | 1976
1962 | MIDWAY-GUNN | 53042 - 53049 | DCSP | 0.67 | 0.67 | 503 | 1272 ACSR | 3/8 ALWLD | 1962 | ----- | 150 | 7 | 1976 | One side of structure vacant.
1962 | MIDWAY-GUNN | 53049 - 53050 | SCWP | 0.09 | 0.09 | 471 | 1272 ACSR | 3/8 ALWLD | 1962 | ----- | 150 | 1 | 1976
1962 | MIDWAY-GUNN | 53050 - 53051 | DCSP | 0.04 | 0.04 | 197 | 1272 ACSR | 3/8 ALWLD | 1962 | ----- | 150 | 1 | 1976 | One side of structure vacant.
1962 | MIDWAY-GUNN | 53051 - 53052 | SCWP | 0.09 | 0.09 | 465 | 1272 ACSR | 3/8 ALWLD | 1962 | ----- | 150 | 1 | 1976
1962 | MIDWAY-GUNN | 53052 - GUNN S/S | DCSP | 0.5 | 0.5 | 533 | 1272 ACSR | 3/8 ALWLD | 1962 | 1657 | 150 | 5 | 1976
1976 | WEST HAMPDEN(N.G.)-SCITICO | 44083B-44083-1 | SCSPHF | 0.05 | 0.054 | 285 | 1272 ACSS | counterpoise, Type C | 1976 |  |  | 2 | 2014
1976 | WEST HAMPDEN(N.G.)-SCITICO | 44083-1 - 44083 | SCSP | 0.05 | 0.054 | 246 | 1272 ACSR | 3/8 ALWLD | 1976 |  | 250 | 1 | 2014
1976 | WEST HAMPDEN(N.G.)-SCITICO | 44083 - 44090 | DCSP | 0.75 | 0.75 | 568 | 1272 ACSR | 3/8 ALWLD | 1976 | --- | 250 | 7 | 1975
1976 | WEST HAMPDEN(N.G.)-SCITICO | 44090 - 44091 | SCWP | 0.12 | 0.12 | 632 | 1272 ACSR | 3/8 ALWLD | 1976 | ----- | 250 | 8 | 1975
1976 | WEST HAMPDEN(N.G.)-SCITICO | 44091 - 44096 | DCSP | 0.6 | 0.6 | 629 | 1272 ACSR | 3/8 ALWLD | 1976 | ----- | 250 | 5 | 1975 | One side of structure vacant.
1976 | WEST HAMPDEN(N.G.)-SCITICO | 44096 - 44097 | SCWP | 0.06 | 0.06 | 330 | 1272 ACSR | 3/8 ALWLD | 1976 | ----- | 250 | 1 | 1975
1976 | WEST HAMPDEN(N.G.)-SCITICO | 44097 - MA STATE LINE | DCSP | 0.82 | 0.82 | 618 | 1272 ACSR | 3/8 ALWLD | 1976 | 1394 | 250 | 7 | 1975 | 1976 line owns structures
1981 | ELM-ATWATER | 13091A - ATWATER | SCSP | 0.1 | 0.1 | 550 | 1272 ACSS | 0.646" OPGW-48 | 1981 | 1302 | 200 | 2 | 2019 | 1981 (former 1512) line owns structures
1981 | ELM-ATWATER | 13092 - 13091A | SCSP | 0.18 | 0.18 | 550 | 1272 ACSS | 0.646" OPGW-48 | 1981 | 1302 | 200 | 2 | 2019 | 1981 (former 1512) line owns structures
1981 | ELM-ATWATER | 13092 - 13093 | DCLT | 0.1 | 0.1 | 550 | 1272 ACSR | 0.646" OPGW-48 | 1981 | 1302 | 200 | 1 | 1972 | 1981 (former 1512) line owns structures
1981 | ELM-ATWATER | 13093 - ELM S/S | DCSP | 0.5 | 0.5 | 524 | 1272 ACSR | 0.646" OPGW-48 | 1981 | 1981 | 200 | 4 | 1972 | 1981 (former 1512) line owns structures
NO. | LINE NAME | LINE SECTION | TYPE | MILES | MILES | CABLES | SIZE | [5 empty] | YEAR | COMMENTS
1322 | BRECKWOOD-EAST SPRINGFIELD | BRECKWOOD S/S - EAST SPRINGFIELD S/S | SCUG | 2.78 | 8.34 | 3 | 650 KCMIL CPR | [5 empty] | 1955 | 3 COND PIPE CABLE
1366 | CLINTON-PATTON STREET | CLINTON S/S - PATTON STREET | SCUG | 0.34 | 1.02 | 3 | 650 KCMIL CPR | [5 empty] | 1970 | 3 COND PIPE CABLE
1412 | WEST SPRINGFIELD - AGAWAM | Riser 3100 - Riser 3101 | SCUG | 0.1 | 0.3 |  | 3500 KCMIL CPR | Verification required |  |  |  |  | 2011 | XLPE
1433 | WEST SPRINGFIELD-BRECKWOOD | WEST SPRINGFIELD S/S - BRECKWOOD S/S | SCUG | 4.35 | 13.05 | 3 | 650 KCMIL CPR | [5 empty] | 1955 | 3 COND PIPE CABLE
1544 | WEST SPRINGFIELD-CLINTON | WEST SPRINGFIELD S/S - CLINTON S/S | SCUG | 1.17 | 3.51 | 3 | 650 KCMIL CPR | [5 empty] | 1966 | 3 COND PIPE CABLE
1638 | FAIRMONT - NU BORDER | FAIRMONT - NU CELD RISER | SCUG | 0.11 | 0.34 |  | 5000 KCMIL CPR | [5 empty] | 2013 | XLPE
1755 | WEST SPRINGFIELD-CLINTON | WEST SPRINGFIELD S/S - CLINTON S/S | SCUG | 1.19 | 3.57 | 3 | 650 KCMIL CPR | [5 empty] | 1966 | 3 COND PIPE CABLE
1904 | PIPER - NU-BORDER | PIPER S/S - CELD RISER | SCUG | 0.11 | 0.34 |  | 5000 KCMIL CPR | [5 empty] | 2013 | XLPE

## Sheet3 (hidden)
Line Number | kV | Station | Station2 | State | Circuit length Tline Database | Circuit Length (mi) T Line sheet - ENG | Comparison
310 | 345 | Manchester (NU) 345kV | Millstone 345kV | CT | 27.7585 | 46.94 | REVIEW
321 | 345 | Long Mountain 345kV | Plumtree 30G 345kV | CT | 14.3782 | 17.84 | REVIEW
329 | 345 | Southington 345kV | Frost Bridge 8R 345kV | CT | 12.3761 | 12.72 | OK
330 | 345 | Card 345kV | Lake Rd 345kV | CT | 12.6197 | 29.22 | REVIEW
341 | 345 | Lake Rd 345kV | CT/RI Border | CT | 7.5271 | 7.49 | OK
348 | 345 | Millstone 345kV | Haddam 345kV | CT | 39.5388 | 26.2745 | REVIEW
352 | 345 | Frost Bridge 8R 345kV | Long Mountain 345kV | CT | 17.775 | 20.71 | REVIEW
362 | 345 | Haddam Neck 345kV | Beseck 345kV | CT | 18.207 | 18.24 | OK
364 | 345 | Montville 345kV | Haddam Neck 345kV | CT | 22.6825 | 22.64 | OK
368 | 345 | Manchester (NU) 345kV | Card 345kV | CT | 18.9507 | 19.91 | OK
371 | 345 | Millstone 345kV | Montville 345kV | CT | 11.5538 | 12.18 | OK
376 | 345 | Haddam Neck 345kV | Scovill Rock 345kV | CT | 5.1826 | 5.21 | OK
383 | 345 | Card 345kV | Millstone 345kV | CT | 33.2904 | 28.73 | REVIEW
667 | 69 | Falls Village-Salisbury | Falls Village-Salisbury | CT | 0.23125 | 12.2 | REVIEW
689 | 69 | Falls Village-Torrington Terminal | Falls Village-Torrington Terminal | CT | 19.8803 | 39.82 | REVIEW
690 | 69 | Salisbury-Smithfield | Salisbury-Smithfield | CT | 91.14 | 91.14 | OK
1037 | 115 | Rood Ave 115kV | Bloomfield 115kV | CT | 4.146 | 4.2354 | OK
1042 | 115 | North Bloomfield 115kV | NE Simsbury 115kV | CT | 1.5294 | 2.42 | REVIEW
1042 | 115 | North Bloomfield | N.E. Simsbury | CT | 1.5294 | 2.42 | REVIEW
1043 | 115 | Sandy Hook 115kV | Newtown 115kV | CT | 2.5515 | 3.76 | REVIEW
1043 | 115 | Sandy Hook Jct 115kV | Newtown 115kV | CT | 2.5515 | 3.76 | REVIEW
1050 | 115 | Dooley 115kV | Middletown 115kV | CT | 6.4576 | 6.48 | OK
1132 | 115 | Killingly 115kV | Canterbury 115kV | CT | 4.0445 | 11.38 | REVIEW
1142 | 115 | South Naugatuck 115kV | Towantic | CT | 7.0875 | 7.13 | OK
1146 | 115 | Sherwood 115kV | Sono 115kV | CT | 6.4675 | 6.51 | OK
1151 | 115 | Glenbrook 115kV | South End 115kV | CT |  | 1.4201
1191 | 115 | Campville 115kV | Frost Bridge 8R 115kV | CT | 10.2654 | 10.27 | OK
1207 | 115 | East Hartford 115kV | Manchester (NU) 115kV | CT | 3.1337 | 3.15 | OK
1232 | 115 | Stevenson | Sandy Hook 115kV | CT | 1.0116 | 2.82 | REVIEW
1232 | 115 | Sandy Hook Jct 115kV | Stevenson 115kV | CT | 1.0116 | 2.82 | REVIEW
1238 | 115 | Frost Bridge 8R 115kV | Carmel Hill 11S 115kV | CT | 9.8603 | 9.9 | OK
1256 | 115 | NE Simsbury 115kV | Canton 1784 (NU) 115kV | CT | 6.735 | 9.94 | REVIEW
1261 | 115 | Haddam CT 115kV | Bokum 115kV | CT | 11.22 | 11.91 | OK
1268 | 115 | Plumtree 30G 115KV | Stony Hill 115KV | CT | 0.74129 | 4.258 | REVIEW
1272 | 115 | Shaws Hill 115kV | Bunker Hill 1272 115kV | CT | 2.2785 | 2.23 | OK
1310 | 115 | Manchester (NU) 115kV | South Windsor 115kV | CT | 4.567 | 6.75 | REVIEW
1319 | 115 | Oxford 26N 115kV | Beacon Falls 115kV | CT | 4.406 | 4.42 | OK
1342 | 115 | Bokum 115kV | Green Hill 115kV | CT | 11.3227 | 11.34 | OK
1346 | 115 | Newington CT 115kV | South West Hartford 115kV | CT | 2.3428 | 2.35/1.34 | OK
1355 | 115 | Southington | Colony (50E) | CT | 3.1289 | 8.38 | REVIEW
1389 | 115 | Norwalk CT 115kV | Flax Hill 115kV | CT | 2.916 | 2.82 | OK
1403 | 115 | Oxford 26N 115kV | Towantic | CT | 1.1417 | 1.33 | REVIEW
1440 | 115 | Glenbrook 115kV | Waterside 115kV | CT | 2.6464 | 2.59 | OK
1443 | 115 | Middletown 115kV | Portland 115kV | CT | 0.62917 | 0.65 | OK
1445 | 115 | Frost Bridge 8R 115kV | Shaws Hill 115kV | CT | 1.5847 | 1.59 | OK
1448 | 115 | Rood Ave 115kV | Manchester (NU) 115kV | CT | 7.9017 | 8.17 | OK
1450 | 115 | Glenbrook 115kV | South End 115kV | CT | 1.3813 | 1.4 | OK
1465 | 115 | Mystic (NU) 115kV | Shunock 115kV | CT | 6.3499 | 7.94 | REVIEW
1466 | 115 | North Wallingford | East Meriden | CT | 1.5015 | 1.82 | REVIEW
1483 | 115 | Devon Bus 1 115KV | 1483 - Border Pootatuck-Shelton (UI) / Devon (NU) 115KV | CT | 1.9913 | 5.52 | REVIEW
1485 | 115 | Stony Hill 115KV | Bates Rock 21K 115kV | CT | 7.8244 | 11.424 | REVIEW
1490 | 115 | Card | Stockhouse Road | CT | 10.6805 | 10.7 | OK
1497 | 115 | Devon Bus 2 115kV | East Devon 115kV | CT | 1.3384 | 1.34 | OK
1508 | 115 | Green Hill 115kV | Stepstone 115kV | CT | 5.567 | 5.58 | OK
1522 | 115 | Glenbrook 115kV | Norwalk CT 115kV | CT |  | 8.51
1537 | 115 | BRANFORD RR 48R (NU Owned) | BRANFORD 11J (NU Owned) | CT | 2.3646 | 2.73 | REVIEW
1572 | 115 | Middletown 115kV | Pratt + Whitney AirCraft (CT) 115kV | CT | 1.5275 | 1.52 | OK
1578 | 115 | Sherwood 115kV | Sasco Creek 115kV | CT | 0.48069 | 0.71 | REVIEW
1580 | 115 | South Naugatuck 115kV | Devon Bus 1 115kV | CT | 23.9063 | 23.8 | OK
1585 | 115 | Bunker Hill 1585 115kV | South Naugatuck 115kV | CT
1588 | 115 | North Wallingford (36W) | Colony (50E) | CT | 2.6093 | 2.62 | OK
1598 | 115 | Haddam CT 115kV | Bokum 115kV | CT | 11.2016 | 11.92 | OK
1608 | 115 | Glenbrook-Norwalk Harbor | SONO | CT | 2.2648 | 6.34/1.47 | OK
1618 | 115 | Rocky River 12Y 115kV | West Brookfield 14H 115kV | CT | 9.1574 | 9.33 | OK
1619 | 115 | Stevenson | Towantic | CT | 7.5773 | 7.7 | OK
1620 | 115 | Haddam CT 115kV | Middletown 115kV | CT | 0.97992 | 13.74 | REVIEW
1622 | 115 | Shepaug 115kV | Bates Rock 21K 115kV | CT | 109.5411 | 5.53 | REVIEW
1637 | 115 | Norwalk | Weston 115kV | CT | 6.2327 | 6.26 | OK
1655 | 115 | Branford | North Haven | CT | 11.4167 | 11.45 | OK
1668 | 115 | Freight 115kV | Bunker Hill 1668 115kV | CT | 2.0674 | 2.08 | OK
1675 | 115 | Tunnel | Bean Hill | CT | 0.90511 | 6.91 | REVIEW
1682 | 115 | Wilton 115kV | Norwalk CT 115kV | CT | 2.0771 | 2 | OK
1704 | 115 | South Meadow 115kV | South West Hartford 115kV | CT |  | 3.8
1721 | 115 | Frost Bridge 8R 115kV | Freight 115kV | CT | 5.9343 | 5.9343 | OK
1722 | 115 | NW Hartford | SW Hartford | CT |  | 2.7
1726 | 115 | North Bloomfield 115kV | Farmington 115kV | CT | 10.3299 | 11.64 | REVIEW
1734 | 115 | Glenbrook 115kV | Norwalk CT 115kV | CT |  | 9.1
1738 | 115 | Stepstone 115kV | Branford 115kV | CT | 5.9953 | 5.94 | OK
1740 | 115 | Waterside 115kV | Cos Cob 115kV | CT | 2.417 | 2.42 | OK
1752 | 115 | Berlin CT 115kV | Rocky Hill 115kV | CT | 3.3831 | 3.36 | OK
1756 | 115 | Bloomfield 115kV | Northwest Hartford 115kV | CT | 3.6131 | 3.6 | OK
1759 | 115 | Portland 115kV | Hopewell 115kV | CT | 9.1017 | 9.14 | OK
1760 | 115 | Plumtree 30G 115kV | Newtown 115kV | CT | 5.9606 | 5.98 | OK
1763 | 115 | Manchester (NU) 115kV | Barbour Hill 115kV | CT | 4.7434 | 7.6 | REVIEW
1765 | 115 | Berlin CT 115kV | Westside 115kV | CT | 5.7708 | 7.85 | REVIEW
1766 | 115 | Westside 115kV | Dooley 115kV | CT | 7.1903 | 9.11 | REVIEW
1767 | 115 | Manchester (NU) 115kV | Hopewell 115kV | CT | 6.9574 | 6.96 | OK
1769 | 115 | East New Britain 115kV | Berlin CT 115kV | CT | 3.5841 | 3.59 | OK
1771 | 115 | Berlin CT 115kV | Southington Bus 1 115kV | CT | 10.1352 | 10.16 | OK
1772 | 115 | Haddam CT 115kV | Pratt + Whitney AirCraft (CT) 115kV | CT | 3.7269 | 12.42 | REVIEW
1773 | 115 | South Meadow 115kV | Rocky Hill 115kV | CT | 7.6443 | 7.65 | OK
1776 | 115 | Devon Bus 1 115kV | East Devon 115kV | CT | 1.2354 | 1.29 | OK
1777 | 115 | North Bloomfield 115kV | Bloomfield 115kV | CT | 6.8428 | 6.8861 | OK
1785 | 115 | Newington CT 115kV | Berlin CT 115kV | CT | 7.0222 | 7 | OK
1787 | 115 | Montville | Gale Fry | CT
1788 | 115 | Franklin Drive 115kV | Torrington 115kV | CT | 1.8875 | 1.89 | OK
1789 | 115 | Bunker Hill | Towantic | CT |  | 5.97
1800 | 115 | Forestville 1800 115kV | Southington Bus 2 115kV | CT | 6.1337 | 6.1697 | OK
1813 | 115 | Carmel Hill 11S 115kV | Rocky River 12Y 115kV | CT | 11.199 | 11.07 | OK
1825 | 115 | Bristol 115kV | Forestville 1825 115kV | CT | 4.9697 | 4.99 | OK
1835 | 115 | Thomaston 115kV | Chippen Hill 115kV | CT | 6.8424 | 6.87 | OK
1854 | 115 | Frost Bridge | Campville 115kV | CT |  | 10.2338
1873 | 115 | Rood Ave 115kV | South Meadow 115kV | CT | 7.4741 | 7.4739 | OK
1900 | 115 | Torrington 115kV | Campville 115kV | CT | 4.8915 | 5.95 | REVIEW
1910 | 115 | Southington 1910 Reactor 115kV | Todd 115kV | CT | 5.9195 | 5.98 | OK
1921 | 115 | Campville 115kV | Thomaston 115kV | CT | 5.7561 | 5.77 | OK
1950 | 115 | Canal (NU) 115kV | Southington 1950 Reactor 115kV | CT | 2.1144 | 2.17 | OK
1975 | 115 | East Meriden | Haddam | CT | 16.3041 | 16.2 | OK
3041 | 345 | Scovill Rock 345kV | Southington 345kV | CT | 9.8288 | 19.31 | REVIEW
3252 | 345 | Haddam | Beseck | CT | 8.5669 | 15.3962 | REVIEW
3271 | 345 | Lake Rd | Card | CT | 29.1864 | 25.27 | REVIEW
3348 | 345 | Lake Rd 345kV | Killingly 345kV | CT | 0.56345 | 0.56 | OK
3424 | 345 | Manchester (NU) 345kV | Kleen Energy 345kV | CT | 16.3451 | 16.6 | OK
3533 | 345 | Scovill Rock 345kV | Kleen Energy 345kV | CT | 3.4917 | 3.79 | OK
3557 | 345 | Barbour Hill 345kV | Manchester (NU) 345kV | CT | 7.4988 | 7.56 | OK
3754 | 345 | Beseck 345kV | Southington 345kV | CT | 8.8974 | 11.88 | REVIEW
3827 | 345 | Beseck 345kV | East Devon 345kV | CT | 33.2021 | 33.08 | OK
1000-1 | 115 | Dudley Tap 115kV | Montville 115kV | CT |  | 9.8114
1028-NU | 115 | Darien 115kV | 1028 Border Darien (NU) / Fitch (CTMEEC) 115kV | CT |  | 5
1029-1 | 115 | Baldwin Tap | Towantic | CT |  | 9.12
1029-2 | 115 | Bunker Hill | Baldwin Tap | CT |  | See 1029-1
1029-3 | 115 | Baldwin | Baldwin Tap | CT |  | See 1029-1
1070-NU | 115 | 1070 Border Fort Hill (CMEEC) / (NU) 115kV | 1070 Border Stockhouse (CMEEC) / (NU) 115kV | CT |  | 7.58
1080-1 | 115 | Card 115kV | Wawecus Jct 115kV | CT |  | 30.15
1080-2 | 115 | Wawecus Jct 115kV | Montville 115kV | CT |  | See 1080-1
1080-3 | 115 | Wawecus Jct 115kV | Lisbon Tap 115kV | CT |  | See 1080-1
1080-4 | 115 | Lisbon Tap 115kV | Tunnel 115kV | CT |  | See 1080-1
1090-NU | 115 | 1090 Border Montville (NU) / Fort Hill (CMEEC) 115kV | Montville 115kV | CT |  | 3.54
1130-NU | 115 | Compo 115kV | 1130 Border Compo (NU)/Pequonnock (UI) 115kV | CT |  | 3.52
1163-1 | 115 | Noera Tap 1163 115kV | Frost Bridge 8R 115kV | CT |  | 7.19
1163-2 | 115 | Todd 115kV | Noera Tap 1163 115kV | CT |  | See 1163-1
1208-NU | 115 | Southington Bus 1 115kV | 1208 Border Southington (NU) / Wallingford (Wallngfrd) 115kV | CT |  | 13.62
1222-NU | 115 | 1222 Border Hawthorne (UI/NU Border) 115kV | 1222 Border Old Town 115kV (UI/NU Border) 115kV | CT |  | 1.97
1243-NU | 115 | Compo 115kV | 1243 Border Compo (NU) / Fitch (CTMEEC) 115kV | CT |  | 2.57
1280-1 | 115 | Montville 115kV | Whipple Jct 115kV | CT |  | 16.04
1280-2-NU | 115 | Whipple Jct 115kV | 1280 Border Whipple Jct (NU) / Buddington (CMEEC) 115kV | CT |  | See 1280-1
1280-3 | 115 | Whipple Jct 115kV | Mystic (NU) 115kV | CT |  | See 1280-1
1316-1 | 115 | Exeter Tap 115kV | Plainfield Jct 115kV | CT
1316-2 | 115 | Tunnel 115kV | Plainfield Jct 115kV | CT
1316-4 | 115 | Canterbury | Exeter Tap 115kV | CT
1340-1 | 115 | Baldwin Tap | Towantic | CT |  | 3.1191
1340-2 | 115 | Baldwin Tap | Frost Brisge | CT |  | 6.8021
1340-3 | 115 | Baldwin Tap | Baldwin | CT |  | 3.0739
1355-1-NU | 115 | Lucchini Jct 115kV | 1355 Border Colony (Wallngfrd) / Lucchini Jct (NU) 115kV | CT
1355-3 | 115 | Lucchini Jct 115kV | Southington Bus 1 115kV | CT
1394-NU-A | 115 | Scitico 115kV | 1394 CT/MA State Line 115kV | CT |  | 5.75
1410-1TEMP | 115 | Montville | Gale Fry | CT
1410-2TEMP | 115 | Gale Fry | Buddington | CT
1410-NU | 115 | Montville 115kV | 1410 Border Montville (NU) / Buddington (CMEEC) 115kV | CT |  | 6.83
1430-NU | 115 | Sasco Creek 115kV | 1430 Border Sasco Creek (NU)/Ash Creek (UI) 115kV | CT |  | 0.68038
1460-NU | 115 | 1460 Border NU Border / East Shore (UI) 115kV | Branford RR 115kV | CT |  | 0.31
1466-NU | 115 | East Meriden 115kV | 1466 Border N. Wallingford (Wallngfrd) / E. Meriden (NU) 115kV | CT |  | 1.82
1470-1 | 115 | Wilton 115kV | Peaceable Tap 115kV (1470-Ridgefield Jct) 115kV | CT |  | 5.1052
1470-3 | 115 | Peaceable Tap 115kV (1470-Ridgefield Jct) 115kV | Peaceable 115kV | CT |  | 0.010455
1490-NU | 115 | Card 115kV | 1490 Border Stockhouse (CMEEC) / Card (NU) 115kV | CT |  | 10.6805
1505-1 | 115 | Brooklyn Tap 115kV | Killingly 115kV | CT
1505-2 | 115 | Brooklyn Tap 115kV | Plainfield Jct 1505 115kV | CT
1505-4 | 115 | Tunnel 115kV | Plainfield Jct 1505 115kV | CT
1537-NU-A | 115 | Branford 115kV | 1537 Border Totoket Jct (NU/ UI Border)-Branford side 115kV | CT |  | 2.73
1537-NU-B | 115 | Branford RR 115kV | 1537 Border Branford RR Tap (NU/UI Border)-RR side 115kV | CT |  | See 1537-NU-A
1545-NU | 115 | Devon Bus 1 115kV | 1545 Border Devon (NU) / Trapfalls (UI) 115kV | CT |  | 4.69
1550-1 | 115 | Noera Tap 1550 115kV | Frost Bridge 8R 115kV | CT |  | 3.6726
1550-3 | 115 | Canal (NU) 115kV | Noera Tap 1550 115kV | CT |  | 6.1716
1560-1 | 115 | 1560 Border Derby_J / Derby Tap 1 (NU/UI Border) 115kV | Stevenson 115kV | CT |  | 5.0017
1560-2-NU | 115 | 1560 Border Derby_J / Derby Tap 1 (NU/UI Border) 115kV | 1560 Border Derby Jct (NU) / Trapfalls (UI) 115kV | CT |  | 3.0925
1565-1 | 115 | Ridgefield Tap (1565) 115kV | Plumtree 30G 115kV | CT |  | /6.31
1565-2 | 115 | Ridgefield Tap (1565) 115kV | Peaceable 115kV | CT
1588-NU | 115 | 1588 Border Colony (Wallngfrd) / NU Border 115kV | 1588 Border N. Wallingford (Wallngfrd) / NU Border 115kV | CT |  | 2.62
1608-1 | 115 | Glenbrook 115kV | Ely Ave 115kV | CT |  | 6.34
1608-2 | 115 | Norwalk Harbor 115kV | Ely Ave 115kV | CT |  | 1.47
1608-3 | 115 | Sono 115kV | Ely Ave 115kV | CT |  | See 1608-1
1610-1 | 115 | Southington Bus 1 115kV | Glen Lake Jct 115kV | CT |  | 21.32
1610-2-NU | 115 | Glen Lake Jct 115kV | 1610 Border Glen Lake Jct (NU) / Mix Ave (UI) 115kV | CT |  | See 1610-1
1610-3-NU | 115 | Glen Lake Jct 115kV | 1610 Border Pease Rd Jct (NU/UI) 115kV | CT |  | See 1610-1
1630-1-NU | 115 | 1630 Border (Pent Rd Jct) Walrec Jct (NU) / Wallingford (Wallngfrd) 115kV | Walrec Jct 1 (border pt of tap section to Walrec) 115kV | CT
1630-3-NU | 115 | Walrec Jct 1 (border pt of tap section to Walrec) 115kV | 1630 Border Walrec Jct (NU) / North Haven (UI) 115kV | CT
1635-1 | 115 | South Windsor 115kV | Barbour Hill 115kV | CT |  | 1.45
1640-NU | 115 | Devon Bus 2 115kV | 1640 Border (Pent Rd Jct) Devon (NU) / Wallingford (Wallngfrd) 115kV | CT |  | 26.33
1655-NU | 115 | Branford 115kV | 1655 Border Branford (NU) / North Haven (UI) 115kV | CT |  | 11.45
1670-1 | 115 | Reservoir Rd Jct 115kV | Southington Bus 1 115kV | CT |  | 5.1826
1670-2 | 115 | Berlin CT 115kV | Reservoir Rd Jct 115kV | CT |  | 5.1064
1675-NU | 115 | Tunnel 115kV | 1675 Border Tunnel (NU) / Bean Hill (CMEEC) 115kV | CT |  | 6.91
1685-NU | 115 | Devon Bus 2 115kV | 1685 Border Pease Rd Jct (NU/UI) 115kV | CT |  | 13.44
1710-2-NU | 115 | Trumbull Jct (NU/UI 1710 Border) 115kV | 1710 Border Trumbull Jct (NU) / Old Town (UI) 115kV | CT |  | 3.1093
1710-3 | 115 | Trumbull Jct (NU/UI 1710 Border) 115kV | Devon Bus 1 115kV | CT |  | 3.9686
1714-NU | 115 | Weston 115kV | 1714 Border Trumbull Jct (NU/UI) 115kV | CT |  | 12.5497
1720-NU | 115 | Norwalk CT 115kV | 1720 Border Norwalk (NU) / Hawthorne (UI) 115kV | CT |  | 13.87
1730-NU | 115 | 1730 Border Trumbull Jct (NU/UI) 115kV | Devon Bus 1 115kV | CT |  | 4.126
1732-1 | 115 | Canton 1732 (NU) 115kV | Weingart Rd Jct 115kV | CT |  | 16.37
1732-2 | 115 | Weingart Rd Jct 115kV | Campville 115kV | CT |  | See 1732-1
1732-3 | 115 | Weingart Rd Jct 115kV | Franklin Drive 115kV | CT |  | See 1732-1
1750-1 | 115 | Cos Cob 115kV | Tomac Tap 115kV | CT |  | 3.73
1750-2 | 115 | South End 115kV | Tomac Tap 115kV | CT |  | See 1750-1
1751-1 | 115 | Bloomfield Tap 115kV | Rood Ave 115kV | CT |  | 12.9386
1751-2 | 115 | Bloomfield Tap 115kV | Northwest Hartford 115kV | CT |  | See 1751-1
1751-3 | 115 | North Bloomfield 115kV | Bloomfield Tap 115kV | CT |  | See 1751-1
1768-NU-B | 115 | 1768 (B) NU CT/MA State Line 115kV | 1768 (A) NU CT/MA State Line 115kV | CT |  | 11.4
1775-1 | 115 | South Meadow 115kV | Riverside Tap 1775 115kV | CT |  | 0.2
1775-2 | 115 | Riverside Tap 1775 115kV | Manchester (NU) 115kV | CT |  | 5.7
1780-NU | 115 | Devon Bus 2 115kV | 1780 Border Devon (NU)/Devon Tie (UI) 115kV | CT |  | 0.06
1783-1 | 115 | Farmington 115kV | Newington CT Tap 115kV | CT |  | 7.14
1783-2 | 115 | Newington CT Tap 115kV | Newington CT 115kV | CT |  | See 1783-1
1783-3 | 115 | Newington CT Tap 115kV | East New Britain 115kV | CT |  | See 1783-1
1786-1 | 115 | South Meadow 115kV | Riverside Tap 1786 115kV | CT |  | 0.31136
1786-2 | 115 | Riverside Tap 1786 115kV | East Hartford 115kV | CT |  | 2.1587
1790-1 | 115 | Devon Bus 2 115kV | Devon Railroad Tap 115kV | CT |  | 0.023106
1790-2-NU | 115 | 1790 Border Devon RR Tap (NU) / Devon Tie (UI) 115kV | Devon Railroad Tap 115kV | CT |  | 0.050947
1808-1 | 115 | Beacon Falls 115kV | 1570 Border Derby_J / Derby Tap 2 (NU/UI Border) 115kV | CT |  | 1.44
1810-1 | 115 | Southington Bus 2 115kV | Lake Ave Tap 115kV | CT |  | 5.7739
1810-3 | 115 | Chippen Hill 115kV | Lake Ave Tap 115kV | CT |  | 4.3193
1810-4 | 115 | Lake Ave Tap 115kV | Bristol 115kV | CT |  | 2.0316
1858-NU-B | 115 | 1858 (A) CT/MA State Line 115kV | 1858 (B) CT/MA State Line 115kV | CT
1858-NU-D | 115 | 1858 (C ) CT/MA State Line 115kV | 1858 (D) CT/MA State Line 115kV | CT
1867-1 | 115 | Rowayton Jct 1867 (Flax Hill Tap) 115kV | Norwalk Harbor 115kV | CT
1867-2 | 115 | Rowayton Jct 1867 (Flax Hill Tap) 115kV | Flax Hill 115kV | CT |  | /1.47
1867-3 | 115 | Rowayton Jct 1867 (Flax Hill Tap) 115kV | Glenbrook 115kV | CT
1870S-1 | 115 | Shunock 115kV | 1870S Border Wood River (NEP) / Shunock (NU) 115kV | CT
1880-1 | 115 | Rowayton Jct 1880 115kV | Norwalk Harbor 115kV | CT |  | 9.64/1.47
1880-2 | 115 | Rowayton Jct 1880 115kV | Glenbrook 115kV | CT |  | See 1880-1
1880-3 | 115 | Norwalk CT 115kV | Rowayton Jct 1880 115kV | CT |  | See 1880-1
1887-1 | 115 | West Brookfield 14H 115kV | Brookfield Jct 1887 115KV | CT |  | 15.72
1887-2 | 115 | Shepaug 115kV | Brookfield Jct 1887 115KV | CT |  | See 1887-1
1887-3 | 115 | Plumtree 30G 115KV | Brookfield Jct 1887 115KV | CT |  | See 1887-1
1911-1 | 115 | Tunnel | Ledyard Junction | CT
1911-2 | 115 | Ledyard Junction | Buddington Tap | CT
1911-3 | 115 | Gales Ferry | Ledyard Junction | CT
1976-NU-A | 115 | Scitico 115kV | 1976 CT/MA State Line 115kV | CT
1977-1 | 115 | Darien 115kV | Glenbrook Tap 115kV | CT |  | 4.05
1977-2 | 115 | South End 115kV | Glenbrook Tap 115kV | CT |  | See 1977-1
1977-3 | 115 | Glenbrook 115kV | Glenbrook Tap 115kV | CT |  | See 1977-1
3165-NU | 345 | East Devon 345kV | 3165 Border East Devon (NU) / Singer (UI) 345kV | CT |  | 2.35
3216-NU-A | 345 | North Bloomfield 345kV | 3216 Border NU / UI Border 1 (N.Bloom end) 345kV | CT |  | 5.02
3216-NU-B | 345 | 3216 Border NU / UI Border 2 (border 1 + state line) 345kV | 3216 Border NU CT/MA State Line 345kV | CT
3280-NU | 345 | Norwalk CT 345kV | 3280 Border Norwalk (NU) / Singer (UI) 345kV | CT |  | 15.6
3403-1 | 345 | Norwalk Jct 345kV | Norwalk CT 345kV | CT |  | 3.71
3403-2 | 345 | Hoyts Hill 345kV | Archers Lane 345kV | CT
3403A | 345 | Plumtree 30G 345kV | Hoyts Hill 345kV | CT |  | 2.3
3403AB-2cable | 345 | Plumtree 30G 345kV | Hoyts Hill 345kV | CT |  | 2.3
3403B | 345 | Plumtree 30G 345kV | Hoyts Hill 345kV | CT |  | 2.3
3403C | 345 | Archers Lane 345kV | Norwalk Jct 345kV | CT |  | 9.7
3403CD-2cable | 345 | Archers Lane 345kV | Norwalk Jct 345kV | CT |  | 9.7
3403D | 345 | Archers Lane 345kV | Norwalk Jct 345kV | CT |  | 9.7
3419-NU-A | 345 | 3419 NU CT/MA State Line 345kV | Barbour Hill 345kV | CT
347-NU | 345 | Killingly 345kV | 347 Border Sherman Rd (NEP) / Killingly (NU) 345kV | CT
3619-NU | 345 | East Devon 345kV | 3619 Border East Devon (NU) / Singer (UI) 345kV | CT |  | 2.35
3642-NU-A | 345 | 3642 Border N.Bloomfield (NU) / UI Border 345kV | North Bloomfield 345kV | CT
3642-NU-B | 345 | Manchester (NU) 345kV | 3642 Border Manchester (NU) / UI Border 345kV | CT
387-1-NU | 345 | Scovill Rock 345kV | 387 Border Totoket Jct-Scovill Rock (NU)/Halvarsson E.Shore Tap (UI) 345kV | CT
3921-NU | 345 | Norwalk CT 345kV | 3921 Border Norwalk (NU) / Singer (UI) 345kV | CT |  | 15.6
398-NU | 345 | Long Mountain 345kV | DOVER_NY | CT
601-NU | 138 | Norwalk Harbor 138kV | 601 Border Norwalk Hbr (NU) / Northport (LILCO) 138kV | CT |  | 11
602-NU | 138 | Norwalk Harbor 138kV | 602 Border Norwalk Hbr (NU) / Northport (LILCO) 138kV | CT |  | 11
603-NU | 138 | Norwalk Harbor 138kV | 603 Border Norwalk Hbr (NU) / Northport (LILCO) 138kV | CT |  | 11
115 | 115 | Barnstable Sta#958 | West Barnstable Sta#921 | MA | 3.9902 | 3.9902 | OK
116 | 115 | Brook St Sta#727 | Carver Sta#726 | MA | 4.8255 | 4.8255 | OK
117 | 115 | Kingston Sta #735 | Brook Street | MA | 3.0807 | 3.0807 | OK
120 | 115 | Bourne Sta#917 | Canal Sta#980 | MA | 2.4778 | 2.4778 | OK
121 | 115 | Bourne Sta#917 | Canal Sta#980 | MA | 2.5522 | 2.5522 | OK
126 | 115 | Bourne Sta#917 | Canal Sta#980 | MA | 2.7754 | 2.7754 | OK
127 | 115 | Carver Sta#726 | SEMASS SW Sta#718 | MA | 7.2586 | 7.2586 | OK
128 | 115 | SEMass Switching Sta #718 | Tremont Sta#713 | MA | 0.99667 | 0.99667 | OK
134 | 115 | Tremont Sta#713 | Carver Sta#726 | MA | 8.1876 | 8.1876 | OK
135 | 115 | Barnstable Sta#958 | West Barnstable Sta#921 | MA | 3.9442 | 3.9442 | OK
137 | 115 | Mashpee Sta#946 | West Barnstable Sta#921 | MA | 8.8036 | 8.8036 | OK
147 | 115 | Kingston Sta #735 | Carver | MA
191 | 115 | Kingston Sta #735 | Auburn Street Sta#451(NGRID Station) | MA |  | 15.35
194 | 115 | Brook St Sta#727 | Auburn Street Sta (NGRID) | MA | 16.697 | 16.697 | OK
312 | 345 | Northfield 345kV | Berkshire 18C 345kV | MA | 7.2758 | 7.2758 | OK
316 | 345 | Holbrook Sta #478 | Stoughton Sta#330 | MA | 5.6506 | 5.6506 | OK
319 | 345 | Lexington Station #320 | Woburn Sta#211 | MA | 8.2523 | 8.2523 | OK
322 | 345 | Canal Sta#980 | Carver Sta#726 | MA | 20.3182 | 20.3182 | OK
323 | 345 | West Medway Sta#446 | Milbury Sta (NGRID) | MA | 1.8167 | 1.8167 | OK
324 | 345 | Kingston Street Sta#514T | Mystic Sta#250 | MA |  | 4.2
325 | 345 | West Medway Sta#446 | West Walpole Sta#447 | MA | 9.6133 | 9.6133 | OK
331 | 345 | Carver Sta#726 | West Walpole Sta#447 | MA | 0.62784 | 0.62784 | OK
335 | 345 | Holbrook Sta #478 | Auburn Street (NGRID) | MA | 7.2816 | 7.2816 | OK
338 | 345 | Woburn Station #211 | Tewksbury Sta#217(NGRID) | MA | 6.1144 | 6.1144 | OK
344 | 345 | West Medway Sta#446 | Bridgewater Sta (NGRID) | MA | 8.9367 | 8.9367 | OK
346 | 345 | North Cambridge Station#509 | Woburn Sta#211 | MA |  | 6.0299
351 | 345 | Mystic Station #250 | North Cambridge Sta#509 | MA |  | 4.96
354 | 345 | Northfield 345kV | Ludlow 345kV | MA | 25.9796 | 25.9796 | OK
355 | 345 | Pilgrim Switchyard Sta#650 | Carver Sta#726 | MA | 14.5305 | 14.5305 | OK
356 | 345 | Bridgwater (NGRID) | Carver Sta#726 | MA | 9.2659 | 9.2659 | OK
357 | 345 | West Medway Sta#446 | Milbury Sta (NGRID) | MA | 1.7763 | 1.7763 | OK
358 | 345 | Mystic Station #250 | North Cambridge Sta#509 | MA |  | 4.96
365 | 345 | North Cambridge Station#509 | Woburn Sta#211 | MA |  | 6.0201
372 | 345 | Kingston Street Sta#514T | Mystic Sta#250 | MA |  | 4.2
389 | 345 | West Medway Sta#446 | West Walpole Sta#447 | MA | 9.5837 | 9.5837 | OK
399 | 345 | Carver Sta#726 | West Barnstable Sta#921 | MA | 30.4513 | 30.4513 | OK
1007 | 115 | Agawam 115kV | Elm 115kV | MA | 7.3655 | 7.3655 | OK
1039 | 115 | Mt Tom 115kV | Midway 115kV | MA | 0.44827 | 0.44827 | OK
1205 | 115 | Ludlow 115kV | NGRID/W. Hampton Border | MA | 9.0878 | 9.0878 | OK
1230 | 115 | Agawam 115kV | Piper 115kV | MA | 3.6327 | 3.6327 | OK
1293 | 115 | Buck Pond 115kV | Atwater 115KV | MA | 0.23485 | 0.23485 | OK
1314 | 115 | Agawam 115kV | Chicopee 115kV | MA | 7.0798 | 7.0798 | OK
1327 | 115 | Fairmont 115kV | Pineshed 115kV | MA | 3.5032 | 3.5032 | OK
1361 | 115 | Cumberland 115kV | Montague 115kV | MA | 2.7628 | 2.7628 | OK
1371 | 115 | Woodland 115kV | Pleasant 115kV | MA | 2.6697 | 2.6697 | OK
1421 | 115 | Pleasant 115kV | Blanford 115kV | MA | 10.7567 | 10.7567 | OK
1426 | 115 | Cadwell 115kV | Orchard 115kV | MA | 3.3957 | 3.3957 | OK
1428 | 115 | Fairmont 115kV | Mt Tom 115kV | MA | 5.7952 | 5.7952 | OK
1447 | 115 | Pineshed 115kV | Mt Tom 115kV | MA | 2.3496 | 2.3496 | OK
1481 | 115 | Ludlow 115kV | Cadwell 115kV | MA | 7.0493 | 7.0493 | OK
1551 | 115 | Doreen North 115kV | Berkshire 18C 115kV | MA | 6.1732 | 6.1732 | OK
1552 | 115 | Ludlow 115kV | Orchard 115kV | MA | 5.4483 | 5.4483 | OK
1601 | 115 | Fairmont 115kV | Shawinigan 115kV | MA | 4.6209 | 4.6209 | OK
1604 | 115 | Northfield | Erving | MA
1662 | 115 | Doreen South 115kV | Berkshire 18C 115kV | MA | 5.983 | 5.983 | OK
1702 | 115 | Fairmont 115kV | Chicopee 115kV | MA | 2.4589 | 2.4589 | OK
1803 | 115 | Fairmont 115kV | Cadwell 115kV | MA | 5.2492 | 5.2492 | OK
1845 | 115 | Shawinigan 115kV | Ludlow 115kV | MA | 6.2055 | 6.2055 | OK
1962 | 115 | Midway 115kV | Gunn 115kV | MA | 5.4625 | 5.4625 | OK
1976 | 115 | West Hampden-Scitico | West Hampden-Scitico | MA | 5.3911 | 5.3911 | OK
1981 | 115 | Elm 115kV | Atwater 115KV | MA | 0.58718 | 0.58718 | OK
3136 | 345 | Woburn | Wakefield Jct (NGRID) | MA |  | 8.5
3161 | 345 | Stoughton Sta #330 | West Walpole Sta#447 | MA | 9.0402 | 9.0402 | OK
3162 | 345 | K St Sta#385 | Stoughton Sta#330 | MA |  | 17.5
3163 | 345 | K St Sta#385 | Stoughton Sta#330 | MA |  | 17.5
3164 | 345 | Hyde Park Sta#496 | Stoughton Sta#330 | MA |  | 11.2
3196 | 345 | Ludlow 345kV | Agawam 345kV | MA | 16.8746 | 16.8746 | OK
3361 | 345 | Blackstone Sta#309 | Sherman Road (NGRID) | MA | 10.6129 | 10.6129 | OK
3520 | 345 | West Medway Sta#446 | Bellingham Sta(NGRID) | MA | 0.050379 | 0.050379 | OK
107-1 | 115 | Bourne Sta#917 | OTIS Sta#915 | MA |  | 3.52
107-2 | 115 | Falmouth Tap Sta#924 | OTIS Sta#915 | MA |  | 6.48
108-1 | 115 | Tremont Sta#713 | Wareham Sta#714 | MA |  | 3.93
108-2 | 115 | Valley 108 Sta# 715 | Wareham Sta#714 | MA |  | 4.72
108-4 | 115 | Bourne Sta#917 | Horsepond Tap 108 | MA |  | 1.86
108-5 | 115 | Valley 108 Sta# 715 | Horse Pond Tap 108 | MA |  | 0.69
110-510-2 | 115 | Colburn Street Sta #350 | Washington Tap 110-510 (Not Station) | MA |  | 2.15
110-510-3 | 115 | Brighton Sta #329 | Washington Tap 110-510 (Not Station) | MA |  | 1.26
110-510-4 | 115 | Baker Street Sta#110 | Washington Tap 110-510 (Not Station) | MA |  | 5.46*
110-511-2 | 115 | Colburn Street Sta #350 | Washington Tap 110-511(Not Station) | MA |  | 2.15
110-511-3 | 115 | Brighton Sta #329 | Washington Tap 110-511(Not Station) | MA |  | 1.26
110-511-4 | 115 | Baker Street Sta#110 | Washington Tap 110-511 (Not Station) | MA |  | 5.46*
110-522 | 115 | Baker Street Sta#110 | Needham Sta#148 | MA | 1.7951 | 2.89 | REVIEW
111-1 | 115 | High Hill Sta #644 | Industrial Park Sta# 636 | MA |  | 2.41
112-1 | 115 | Rochester 112 Sta#745 | Tremont Sta#713 | MA |  | 6.71
112-2 | 115 | Rochester 112 Sta#745 | Crystal Spring Tap 112(Not Station) | MA |  | 3.29
112-3 | 115 | Crystal Spring Tap 112(Not Station) | Industrial Park Tap 112 (Not Station) | MA |  | 0.23
112-4 | 115 | Industrial Park Sta#636 | Industrial Park Tap(Not Station) | MA |  | 4.2
112-5 | 115 | Wing Lane Sta. #624 | Industrial Park Tap 112 (Not Station) | MA |  | 1.41
112-7 | 115 | Acushnet Sta #612 | Wing Lane Sta. #624 | MA |  | 1.06
113-1 | 115 | Tremont Sta#713 | Wareham Sta#714 | MA |  | 3.93
113-2 | 115 | Valley Sta# 715 | Wareham Sta#714 | MA |  | 4.72
113-3 | 115 | Valley Sta# 715 | Horse Pond Tap 113 | MA |  | 0.69
113-4 | 115 | Bourne Sta#917 | Horse Pond Tap 113 | MA |  | 1.86
114-1 | 115 | Tremont Sta#713 | Rochester 114 Sta#745 | MA |  | 6.71
114-2 | 115 | Crystal Spring Tap 114(Not Station) | Rochester 114 Sta#745 | MA |  | 3.29
114-3 | 115 | Crystal Spring Tap 114(Not Station) | Wing Lane 114 Sta#624 | MA |  | 1.64
114-4 | 115 | Acushnet Sta #612 | Wing Lane 114 Sta #624 | MA |  | 1.06
1161-1 | 115 | Doreen South 115kV | Oswald Jct 115kV | MA
1161-2 | 115 | Oswald Jct 115kV | Oswald 115kV | MA
1161-3 | 115 | Oswald Jct 115kV | Woodland 115kV | MA
117-1 | 115 | Brook St Sta#727 | Kingston Sta#735 | MA |  | 3.1
117-502-1 | 115 | Holbrook | Canton | MA |  | 9.05
117-502-2 | 115 | Sharon | Canton | MA |  | 0.173
117-508-1 | 115 | South Randolph (NGRID Station) | Holbrook | MA |  | 2.39
117-508-2 | 115 | South Randolph (NGRID Station) | Canton Tap (Not a Station) | MA |  | 6.82
117-508-4 | 115 | Sharon | Canton Tap (Not a Station) | MA |  | 0.07
117-509-1 | 115 | South Randolph (NGRID Station) | Holbrook | MA |  | 2.39
117-509-2 | 115 | Sharon | South Randolph (NGRID Station) | MA |  | 6.89
1205-NU | 115 | Ludlow 115kV | 1205 Border Ludlow (NU) / W.Hampden (NEP) 115kV | MA
1211-A | 115 | Doreen South 115kV | North UHV S/S Tap 115kV | MA
1211-B | 115 | Oswald 115kV | North UHV S/S Tap 115kV | MA
122-1 | 115 | Bourne Sta#917 | Pave Paws Sta | MA
122-2 | 115 | Pave Paws Sta | Sandwich Sta#916 | MA
122-3 | 115 | Oak Str Sta#920 | Sandwich Sta#916 | MA
122-4 | 115 | Barnstable Sta#958 | Oak Street Sta#920 | MA
1231-1 | 115 | Berkshire 18C 115kV | Plainfield MA 1231 115kV | MA
1231-2 | 115 | Plainfield MA 1231 115kV | Ashfield MA 1231 115kV | MA
1231-3 | 115 | Cumberland 115kV | Ashfield MA 1231 115kV | MA
1242-1 | 115 | Berkshire 18C 115kV | Plainfield MA 1242 115kV | MA
1242-2 | 115 | Ashfield MA 1242 115kV | Plainfield MA 1242 115kV | MA
1242-3 | 115 | Montague | Ashfield | MA
128-518 | 115 | Chelsea Sta #488 | Revere Sta#128 (NGRID) | MA | 0.82482 | 0.82482 | OK
1302-1 | 115 | Pochassic Tap 115kV | Agawam 115kV | MA
1302-2 | 115 | Buck Pond 115kV | Pochassic Tap 115kV | MA
1356-NU | 115 | Fairmont 115kV | 1356 Border North Canal (HG+E) / Fairmont (NU) 115kV | MA
136-2 | 115 | Falmouth Tap Sta#924 | Hatchville Sta#936 | MA
136-3 | 115 | Hatchville Sta #936 | Mashpee Sta#946 | MA
1394-NU-B | 115 | 1394 CT/MA State Line 115kV | Franconia 115kV | MA
148-522XY | 115 | Dover Sta #456 | Needham Sta#148 | MA
1638-NU | 115 | Fairmont 115kV | 1638 border Fairmont (NU) / Memorial (Chicopee) 115kV | MA
1657-1 | 115 | Gunn 115kV | Southampton Tap 115kV | MA
1657-2 | 115 | Southampton Tap 115kV | Buck Pond 115kV | MA
1657-3-NU | 115 | Southampton Tap 115kV | 1657 Border Southampton Tap (NU) / Ingleside (HGE) 115kV | MA
1768-NU-A | 115 | 1768 (A) NU CT/MA State Line 115kV | South Agawam 115kV | MA
1768-NU-C | 115 | 1768 (B) NU CT/MA State Line 115kV | Southwick 115kV | MA
1781-1 | 115 | Silver 1781 Tap 115kV | South Agawam 115kV | MA
1781-2 | 115 | Silver 1781 Tap 115kV | Agawam 115kV | MA
1782-1 | 115 | Silver 1782 Tap 115kV | South Agawam 115kV | MA
1782-2 | 115 | Silver 1782 Tap 115kV | Agawam 115kV | MA
1853-1 | 115 | Granville Jct 115kV | Atwater 115KV | MA
1853-2 | 115 | Granville Jct 115kV | Southwick 115kV | MA
1853-3 | 115 | Blanford 115kV | Granville Jct 115kV | MA
1858-NU-A | 115 | Franconia 115kV | 1858 (A) CT/MA State Line 115kV | MA
1858-NU-C | 115 | 1858 (B) CT/MA State Line 115kV | 1858 (C ) CT/MA State Line 115kV | MA
1858-NU-E | 115 | 1858 (D) CT/MA State Line 115kV | South Agawam 115kV | MA
1904-NU | 115 | Piper 115kV | 1904 border Piper (NU) / Memorial (Chicopee) 115kV | MA |  | /0.09
191-1 | 115 | Kingston Sta #735 | Auburn Street Sta#451(NGRID Station) | MA
1976-NU-B | 115 | 1976 Border Scitico (NU) / W.Hampden (NEP) 115kV | 1976 CT/MA State Line 115kV | MA
201-501 / (D-130 NGRID end) | 115 | Medway Sta #65 | Depot Street Tap 201-501(Not Station) | MA
201-502/C-129N-2 (NSTAR section) | 115 | Depot Street Tap | Beaver Pond Sta #344 | MA
211-503/M-139 ( NGRID end) | 115 | Woburn Station #211 | N.Woburn Tap 211-503(Not Station) | MA
211-503/M-139 ( NGRID end) | 115 | N.Woburn Tap 211-503(Not Station) | Pinehurst Tap (NGRID) | MA
211-503-2 | 115 | Reading Tap 211-503(Not Station) | N.Woburn Tap 211-503(Not Station) | MA
211-503-4 | 115 | Reading Municipal Sta#494 | Reading Tap 211-503(Not Station) | MA
211-504/N-140 (NGRID end) | 115 | Woburn Station #211 | N.Woburn Tap 211-504(Not Station) | MA
211-504/N-140 (NGRID end) | 115 | N.Woburn Tap 211-504(Not Station) | Pinehurst Tap (NGRID) | MA
211-504-2 | 115 | Reading Tap 211-504(Not Station) | N.Woburn Tap 211-504(Not Station) | MA
211-504-4 | 115 | Reading Municipal Sta#494 | Reading Tap 211-504(Not Station) | MA
211-508 | 115 | Burlington Station # 391 | Woburn Sta#211 | MA | 3.7375 | 3.7375 | OK
211-514 | 115 | Mystic Station #250 | Woburn Sta#211 | MA
211-514X | 115 | Mystic Station #248 | Woburn Sta#209 | MA
211-514Y | 115 | Mystic Station #249 | Woburn Sta#210 | MA
240-508 | 115 | Framingham Sta #240 | Sherborn Sta#274 | MA | 1.5144 | 1.5144 | OK
240-510-1 | 115 | Baker Street Sta#110 | Needham Tap 240-510(Not Station) | MA
240-510-2 | 115 | Framingham Sta #240 | Needham Tap 240-510(Not Station) | MA
240-510-3 | 115 | Needham Sta #148 | Needham Tap 240-510(Not Station) | MA
240-601 | 230 | Framingham Sta #240 | W.Medway Sta#446 | MA | 10.7487 | 10.7487 | OK
274-509-1 | 115 | Medway Sta #65 | Holliston Tap | MA
274-509-2 | 115 | Holliston Tap | Sherborn Sta#274 | MA
282-507 | 115 | Sudbury Sta #342 | Waltham Sta#282 | MA | 7.1655 | 7.1655 | OK
282-520-1 | 115 | Electric Ave Sta.#315 | Watertown | MA |  | 1.56*
282-520-2 | 115 | Waltham Sta #282 | Watertown Sta#467 | MA |  | 4.77*
282-521-1 | 115 | Electric Ave Sta.#315 | Watertown | MA |  | 1.56*
282-521-2 | 115 | Waltham Sta #282 | Watertown Sta#467 | MA |  | 4.77*
282-602 | 230 | Sudbury Sta #342 | Waltham Sta #282 | MA | 7.1174 | 7.1174 | OK
301-NU | 345 | Ludlow 345kV | 301 Border Carpenter Hill (NEP) / Ludlow (NU) 345kV | MA
320-507-1 | 115 | Trapelo Road Sta #450 | Waltham Sta#282 | MA
320-507-2 | 115 | Trapelo Road Sta #450 | Lexington Sta#320 | MA
320-508 | 115 | Trapelo Road Sta #450 | Lexington Sta#320 | MA | 2.4928 | 2.4928 | OK
3216-NU-C | 345 | 3216 Border NU CT/MA State Line 345kV | Agawam 345kV | MA
329-512-1 | 115 | Carver Street Sta #71 | Scotia Street Sta#492 | MA |  | 1.9799
329-512-2 | 115 | Brighton Sta #329 | Scotia Street Sta#492 | MA |  | 2.8801
329-513-1 | 115 | Carver Street Sta #71 | Scotia Street Sta#492 | MA |  | 1.9799
329-513-2 | 115 | Brighton Sta #329 | Scotia Street Sta#492 | MA |  | 2.8801
329-520 | 115 | Brighton Sta #329 | Electric Ave Sta.#315 | MA |  | 1.3299
329-521 | 115 | Brighton Sta #329 | Electric Ave Sta.#315 | MA |  | 1.3299
329-530 | 115 | Brighton Sta #329 | Belmont Muni - Blair Pond Sta.#8021 | MA |  | 3.85
329-531 | 115 | Brighton Sta #329 | North Cambridge Sta#509 | MA |  | 2.85
336-1 | 345 | Blackstone Sta#309 | N.E.A Bellingham Tap (Not Station) | MA
336-2 | 345 | West Medway Sta#446 | NEA Bellingham Tap (Not Station) | MA
3419-NU-B | 345 | Ludlow 345kV | 3419 NU CT/MA State Line 345kV | MA
342-1 | 345 | Jordan Road Tap (Not Station) | Auburn Street (NGRID) | MA
342-2 | 345 | Canal Sta#980 | Jordan Road Tap (Not Station) | MA
342-3 | 345 | Pilgrim Switchyard Sta#650 | Jordan Road Tap (Not Station) | MA
342-507 | 115 | Speen St Framingham Sta # 433 | Sudbury Sta#342 | MA | 0.97955 | 0.97955 | OK
342-603 | 230 | West Medway Sta#446 | Sudbury Sta #342 | MA | 17.475 | 17.475 | OK
349X | 345 | Mystic Station #250 | Golden Hills (NGRID) | MA |  | 6.2799
349Y | 345 | Mystic Station #250 | Golden Hills (NGRID) | MA |  | 6.2799
381-NU-A | 345 | Northfield 345kV | 381 Border Northfield (NU) / MA/NH State Line 345kV | MA
384-501 | 115 | Hudson Head | Sudbury | MA |  | 9
385-510-1 | 115 | High Street Sta #53 | K Street Sta#385 | MA |  | 1.86*
385-510-2 | 115 | High Street Sta #53 | Kingston Street Sta#514N | MA |  | 0.31*
385-510-3 | 115 | Kingston Street Sta#514T | Kingston Street Sta#514N | MA |  | 0.039962
385-511-1 | 115 | High Street Sta #53 | K Street Sta#385 | MA |  | 1.86*
385-511-2 | 115 | High Street Sta #53 | Kingston Street Sta#514N | MA |  | 0.31*
385-511-3 | 115 | Kingston Street Sta#514T | Kingston Street Sta#514N | MA |  | 0.039962
385-512 | 115 | K St Sta#385 | Kingston Street Sta#514T | MA |  | 2.31
385-513 | 115 | K St Sta#385 | Kingston Street Sta#514T | MA |  | 2.35
391-508 | 115 | Burlington Station # 391 | Hartwell Sta#533 | MA | 2.6394 | 2.6394 | OK
393-NU | 345 | Berkshire 18C 345kV | 393 Border Berkshire (NU) / Alps (NIMO) 345kV | MA
423-515/ O-167(Mystic to OH/UG transition) | 115 | Mystic Station #250 | Everett Sta#423(NGRID) | MA
433-507 | 115 | Framingham Sta #240 | Speen Street Sta#433 | MA | 4.2597 | 4.2597 | OK
447-502-1 | 115 | Norwood | Sharon | MA
447-502-3 | 115 | Walpole | Norwood | MA
447-502-4 | 115 | Walpole | West Walpole | MA
447-508-3 | 115 | Walpole Sta #146 | Sharon | MA
447-508-4 | 115 | Walpole Sta #146 | West Walpole Sta#447 | MA
447-509-2 | 115 | Norwood | Sharon | MA
447-509-3 | 115 | Walpole Sta #146 | Norwood Tap 447-509 (Not Station) | MA
447-509-4 | 115 | Walpole Sta #146 | West Walpole Sta#447 | MA
450-508 | 115 | Trapelo Road Sta #450 | Waltham Sta#282 | MA | 2.6598 | 2.6598 | OK
451-536 | 115 | Holbrook Sta #478 | Holbrook Tap (Not Station) | MA | 1.1063 | 1.1063 | OK
451-536-2 | 115 | Holbrook Tap (Not a Station) | Auburn Street Sta#451(NGRID Station) | MA
455-507 | 115 | Sherborn Sta #274 | West Framingham Sta#455 | MA | 5.7445 | 5.7445 | OK
456-522 | 115 | Dover Sta #456 | West Walpole Sta#447 | MA | 5.643 | 5.643 | OK
478-502 | 115 | Holbrook Sta #478 | Swift Beach Tap (Not a Station) | MA | 1.0648 | 1.0648 | OK
478-502-1 | 115 | Edgar Sta #150 | Swift Beach Tap (Not a Station) | MA
478-502-4 | 115 | Swift Beach Tap (Not a Station) | Swift Beach #11 (Braintree Municipal) | MA
478-503-1 | 115 | Edgar Sta #150 | East Weymouth Tap 478-503(Not a Station) | MA
478-503-3 | 115 | Holbrook Sta #478 | East Weymouth Tap 478-503(Not a Station) | MA
478-508-1 | 115 | Edgar Sta #150 | East Weymouth Tap 478-508 (Not a Station) | MA
478-508-3 | 115 | Holbrook Sta #478 | East Weymouth Tap 478-508 (Not a Station) | MA
478-509-1 | 115 | Edgar Sta #150 | Mid Weymouth Tap (Not a Station) | MA
478-509-2 | 115 | Holbrook Sta #478 | Grove Street Tap (Not Station) | MA
478-509-3 | 115 | Mid Weymouth Tap (Not a Station) | Grove Street Tap (Not Station) | MA
478-509-4 | 115 | Grove Street Sta#476 (Braintree Municipal) | Grove Street Tap (Not Station) | MA
488-518-1 | 115 | Mystic Sta#250 | Hendersonville | MA
488-518-2 | 115 | Hendersonville | Chelsea Sta #488 | MA
488-519 | 115 | Chelsea Sta #488 | Mystic Sta#250 | MA |  | 3.35*
496-528 | 115 | Baker Street Sta#110 | Hyde Park Sta#496 | MA |  | 3.51
496-529 | 115 | Baker Street Sta#110 | Hyde Park Sta#496 | MA |  | 3.56
509-530 | 115 | Belmont Muni - Blair Pond Sta.#8021 | North Cambridge Sta#509 | MA |  | 1
513-507/ D-156 (NGRID end) | 115 | West Framingham Sta #455 | Northboro Road Sta#513 (NGRID) | MA |  | 3.6
514-510 | 115 | Colburn Street Sta #350 | Kingston Street Sta#514T | MA |  | 3.6
514-511 | 115 | Colburn Street Sta #350 | Kingston Street Sta#514T | MA |  | 1.1
514-512 | 115 | Kingston Street Sta#514T | Carver Street Sta#71 | MA |  | 1.1
514-513 | 115 | Kingston Street Sta#514T | Carver Street Sta#71 | MA |  | 0.1
533-508 | 115 | Hartwell Ave Lexington Sta #533 | Lexington Sta#320 | MA | 1.8936 | 1.8936 | OK
65-502 | 115 | Medway Sta #65 | West Walpole Sta#447 | MA | 9.314 | 9.314 | OK
65-508 | 115 | Medway Sta #65 | West Walpole Sta#447 | MA | 9.3286 | 9.3286 | OK
D 21 | 115 | Bell Rock Sta # 661(NGRID) | High Hill Sta#644 | MA |  | 1.38
F132-1 | 115 | Partridge Tap 115kV | Doreen North 115kV | MA
F132-2-NU | 115 | Partridge Tap 115kV | F-132 Border Adams (NEP) / Partridge (NU) 115kV | MA
X176-1-NU | 115 | Ludlow 115kV | X-176 Border Ludlow (NU) / Thorndike (NEP) 115kV | MA
Y177-1-NU | 115 | Montague 115kV | Y-177 Border Montague (NU) / Mass Yankee/Sherman (NEP) 115kV | MA
307 | 345 | Deerfield NH 345kV | Eliot ME 345kV | NH | 19.2471 | 19.2471 | OK
363 | 345 | Scobie Pond 345kV | 363 Border Seabrook (NHT) / Scobie (NU) 345kV | NH | 29.7595 | 29.7595 | OK
367 | 345 | Amherst NH 345kV | Fitzwilliam 345kV | NH | 33.4898 | 33.4898 | OK
373 | 345 | Deerfield NH 345kV | Scobie Pond 345kV | NH | 18.8387 | 18.8387 | OK
380 | 345 | Scobie Pond 345kV | Eagle 345kV | NH | 9.6583 | 9.6583 | OK
3124 | 345 | Tewksbury (NEP) | Scobie | NH | 9.8319 | 9.8319 | OK
3135 | 345 | Newington NH 345kV | Timber Swamp 345kV | NH | 12.783 | 12.783 | OK
3176 | 345 | Newington NH 345kV | Eliot ME 345kV | NH | 6.4995 | 6.4995 | OK
3195 | 345 | Eagle 345kV | Amherst NH 345kV | NH | 6.5692 | 6.5692 | OK
3022-NU | 345 | Eliot ME 345kV | 3022 Border Maguire (CMP) / Eliot ME (PSNH/NU) 345kV | NH |  | 0.15
326-1 | 345 | Scobie Pond 345kV | Scobie Pond | NH |  | 10.79
326-2-NU | 345 | Lawrence Rd 345kV | 326 Border Sandy Pond (NEP) / Lawrence (PSNH) 345kV | NH |  | 7.5
369-NU | 345 | 369 Border Seabrook (NHT) / Timber (NU) 345kV | Timber Swamp 345kV | NH |  | 4.22
379-NU | 345 | Fitzwilliam 345kV | 379 Border Fitzwilliam (NU) / Vernon VT (VELCO) 345kV | NH |  | 20.32
381-NU-B | 345 | 381 Border Northfield (NU) / MA/NH State Line 345kV | 381 Border Vernon VT (VELCO) / NH/VT State Line 345kV | NH |  | 10.71
385-NU | 345 | Deerfield NH 345kV | 385 Border Buxton (CMP) / DEERFLD (PSNH) 345kV | NH |  | 18.69
391-NU | 345 | 391 Border Buxton (CMP) / Scobie (PSNH) 345kV | Scobie Pond 345kV | NH |  | 37.12
394-1-NU | 345 | 394 Border Seabrook (NHT) / NU Border 345kV | 394 NU Border / West Amesbury (NGRID) 345kV | NH |  | 7.7
A111 | 115 | Pemigewasset 115kV | Webster NH 115kV | NH | 9.4182 | 10.58 | REVIEW
A126 | 115 | Ocean Rd E194 115kV | Brentwood NH 115kV | NH | 15.5424 | 15.5424 | OK
A152-1 | 115 | Emerald (Keene NH) 115kV | Swanzey Tap 115kV | NH |  | 4.81
A152-2A | 115 | Swanzey Tap 115kV | Westport 115kV | NH |  | See A152-1
A152-2B | 115 | Westport 115kV | Chestnut Hill (NH) 115kV | NH |  | See A152-1
A164 | 115 | Weare 115kV | Jackman 115kV | NH | 15.5426 | 15.51 | OK
A184 | 115 | Scobie | Pulpit Rock | NH | 6.2792 | 6.27 | OK
A253-NU | 230 | Merrimack 230kV | A253 Border Merrimack (PSNH) / Dunbarton Tap (NEP) 230kV | NH |  | 8.46
B112-1 | 115 | Tamworth F190 Tap 115kV | Beebe River 115kV | NH |  | 22.53
B112-2 | 115 | Tamworth F190 Tap 115kV | White Lake 115kV | NH |  | 0.3
B143 | 115 | Greggs 115kV | Reeds Ferry 115kV | NH | 11.1418 | 11.14 | OK
B154 | 115 | Eagle | Eagle | NH | 0.079072 | 0.07 | REVIEW
B172 | 115 | B172 Tap 115kV | Pulpit Rock | NH | 6.1783 | 6.12 | OK
B172-1 | 115 | Scobie Pond 115kV | B172 Tap 115kV | NH |  | 0.12
C-129 | 115 | Deerfield NH 115kV | Eastport NH 115kV | NH |  | 20.22
C189 | 115 | Farmwood, NH 115kV | Curtisville | NH | 4.2833 | 4.28 | OK
C196 | 115 | Merrimack Bus 2 115kV | Greggs 115kV | NH | 10.6157 | 10.75 | OK
D108 | 115 | North Keene | Emerald (Keene NH) 115kV | NH | 1.366 | 15.12 | REVIEW
D118 | 115 | Deerfield NH 115kV | Pine Hill 115kV | NH | 15.1087 | 11.31 | REVIEW
D121 | 115 | Merrimack Bus 1 115kV | Eddy 115kV | NH | 11.3072 | 0
D204-3-NU | 230 | Littleton NH 230kV | D204-3 Border Littleton NH (NU) / Littleton Tap (NEP) 230kV | NH |  | 6.85
E115-1 | 115 | Huckins Hill 115kV | Ashland NH Tap 115kV | NH |  | 8.08
E115-2 | 115 | Pemigewasset 115kV | Ashland NH Tap 115kV | NH |  | 5.5
E194 | 115 | Schiller 115kV | Ocean Rd E194 115kV | NH | 5.6887 | 12.9 | REVIEW
F107 | 115 | Madbury 115kV | Portsmouth 115kV | NH | 10.4551 | 10.4551 | OK
F139 | 115 | Farmwood, NH 115kV | Webster NH 115kV | NH | 14.55 | 14.56 | OK
F162 | 115 | Greggs Reactor 115kV | Weare 115kV | NH | 5.1449 | 5.03 | OK
F162-IND | 115 | Greggs 115kV | Greggs Reactor 115kV | NH |  | 0
G128 | 115 | Madbury 115kV | Eastport NH 115kV | NH | 14.9928 | 14.99 | OK
G146 | 115 | Garvins 115kV | Deerfield NH 115kV | NH | 18.1304 | 18.14 | OK
H123-1 | 115 | Milford NH H123/W157 Tap 115kV | Eagle NH 115kV | NH |  | 2.89
H123-2 | 115 | Reeds Ferry 115kV | Milford NH H123/W157 Tap 115kV | NH |  | 0.97
H137 | 115 | Garvins 115kV | Merrimack Bus 1 115kV | NH | 2.6556 | 2.66 | OK
H141-1 | 115 | Pulpit Rock | Peaslee Tap | NH |  | 4.95
H141-2 | 115 | Peaslee Tap | Great Bay | NH |  | 14.27
I135-6-NU | 115 | I135N Border East Winchendon (NGRID)/Fitzwilliam (NU) 115kV | Fitzwilliam 115kV | NH |  | 0
I135N-2-NU | 115 | I135N Border Fitzwilliam (NU) / Monadnock Tap (NGRID) 115kV | Fitzwilliam 115kV | NH |  | 0
I135N-4 | 115 | Monadnock 115kV | Monadnock Tap 135 115kV (NEP) | NH |  | 0
I158 | 115 | Scobie Pond 115kV | Huse Rd 115kV | NH | 6.1291 | 6.11 | OK
J114 | 115 | Rimmon 115kV | Greggs 115kV | NH | 3.7717 | 3.76 | OK
J147 | 115 | Peaslee | Peaslee Tap | NH | 5.4658 | 5.3 | OK
K105 | 115 | North Merrimack 115kV | Greggs 115kV | NH | 10.8526 | 10.84 | OK
K165-1 | 115 | Bridge Tap 115kV | Power St 115kV | NH |  | 1.13
K165-2 | 115 | Eagle NH 115kV | Bridge Tap 115kV | NH |  | 4.57
K174-NU | 115 | North Rd 115kV | K174 Border Ascutney (VELCO) / North Rd (PSNH) 115kV | NH |  | 16.16
L163 | 115 | North Keene | Tuttle Hill | NH | 23.9058 | 19.3 | REVIEW
L175 | 115 | Madbury 115kV | Deerfield NH 115kV | NH | 12.8715 | 12.94 | OK
M108 | 115 | Curtisville | Garvins | NH | 5.506 | 5.51 | OK
M127 | 115 | Webster NH 115kV | North Rd 115kV | NH | 25.2914 | 25.77 | OK
M164 | 115 | Bedford 115kV | Huse Rd 115kV | NH | 2.1376 | 2.12 | OK
M183 | 115 | Cocheco St 115kV | Madbury 115kV | NH | 6.7794 | 6.89 | OK
N133-1 | 115 | Schiller 115kV | Bolt Hill 115kV | NH |  | 1.85
N133-2 | 115 | Bolt Hill 115kV | Three Rivers N133/K250 115kV | NH |  | 4.46
N186-2 | 115 | Chestnut Hill (NH) 115kV | Vernon Rd Tap (N186 PSNH/NGRID Border) 115kV | NH |  | 1.22
O161 | 115 | Greggs 115kV | Pine Hill 115kV | NH | 6.9241 | 6.94 | OK
P106 | 115 | Rimmon 115kV | Eddy 115kV | NH | 1.6888 | 1.69 | OK
P145 | 115 | Oak Hill 115kV | Merrimack Bus 3 115kV | NH | 12.3311 | 12.5 | OK
Q166 | 115 | Monadnock 115kV | Fitzwilliam | NH | 2.5448 | 2.5 | OK
Q171 | 115 | Merrimack Bus 3 115kV | Greggs 115kV | NH | 10.5667 | 10.79 | OK
Q195-1 | 115 | Q195 Tap 115kV | Whitefield 115kV | NH |  | 16.13
Q195-2-NU | 115 | Q195 Tap 115kV | Q195 Border Moore (NEP) / Q-195 Tap (PSNH) 115kV | NH |  | 0.19
Q195-3 | 115 | Littleton NH 115kV | Q195 Tap 115kV | NH |  | 1.12
R169 | 115 | Three Rivers R169/K197 115kV | Cocheco St 115kV | NH | 2.9916 | 3 | OK
R187 | 115 | Mammoth Rd 115kV | Scobie Pond 115kV | NH | 2.8557 | 2.88 | OK
R193-1 | 115 | V103_T | Brentwood NH 115kV | NH |  | 3.74
R193-2 | 115 | Scobie Pond 115kV | V103_T | NH |  | 11.05
S153 | 115 | Great Bay 115kV | Ocean Rd U181 115kV | NH | 4.6105 | 4.62 | OK
S188 | 115 | Watts Brook 115kV | Mammoth Rd 115kV | NH | 3.0446 | 3.08 | OK
T120 | 115 | Scobie Pond T120 115kV | Scobie Pond 115kV | NH |  | 0.16
T155 | 115 | North Merrimack 115kV | Watts Brook 115kV | NH | 1.8996 | 1.9 | OK
T198 | 115 | Emerald (Keene NH) 115kV | Monadnock 115kV | NH | 11.0488 | 11.16 | OK
T30 | 115 | Scobie Pond T30 115kV | Scobie Pond 115kV | NH | 0.099646 | 0
T90 | 115 | Scobie Pond T90 115kV | Scobie Pond 115kV | NH | 0.14668 | 0.15 | OK
U181-1 | 115 | Schiller 115kV | Mill Pond Tap 115kV | NH |  | 2.95
U181-2 | 115 | Mill Pond Tap 115kV | Ocean Rd U181 115kV | NH |  | 2.62
U199 | 115 | Littleton NH 115kV | Streeter Pond 115kV | NH | 8.9576 | 9.72 | OK
V103 | 115 | Peaslee | V103_T | NH | 5.3035 | 5.27 | OK
V182 | 115 | Farmwood, NH 115kV | Webster NH 115kV | NH | 14.4539 | 14.45 | OK
V191 | 115 | North Merrimack 115kV | Bedford 115kV | NH | 3.4078 | 3.37 | OK
W144 | 115 | Scobie | Huse Rd 115kV | NH | 6.1397 | 6.17 | OK
X104 | 115 | Tuttle Hill | Jackman 115kV | NH |  | 5.3
X116 | 115 | Power St 115kV | Scobie Pond 115kV | NH | 11.3502 | 11.08 | OK
X178-1 | 115 | North Woodstock 115kV | Beebe River 115kV | NH |  | 14.12
X178-2 | 115 | Streeter Pond 115kV | North Woodstock 115kV | NH |  | 20.91
X178-3 | 115 | Whitefield 115kV | Streeter Pond 115kV | NH |  | 14.1
Y-138 | 115 | White Lake 115kV | Saco Valley PS 115kV | NH |  | 13.9
Y151N-NU | 115 | Power St 115kV | Y-151 Border Pelham (NEP) / Power St (PSNH) 115kV | NH |  | 3.69
Z119 | 115 | Power St 115kV | Scobie Pond 115kV | NH | 13.7603 | 11.11 | REVIEW
Z156 | 115 | Portsmouth 115kV | Schiller 115kV | NH | 0.06835 | 0.19 | REVIEW
Z180 | 115 | Huckins Hill 115kV | Beebe River 115kV | NH | 3.4269 | 3.39 | OK
Note on A148: [Threaded comment] Your version of Excel allows you to read this threaded comment; however, any edits to it will get removed if the file is opened in a newer version of Excel. Learn more: https://go.microsoft.com/fwlink/?linkid=870924 Comment: discuss with T line, 1911 has the same from to, ask for a map or info on this line and 1911
Note on C437: [Threaded comment] Your version of Excel allows you to read this threaded comment; however, any edits to it will get removed if the file is opened in a newer version of Excel. Learn more: https://go.microsoft.com/fwlink/?linkid=870924 Comment: I belive this line may not exist anymore

## Sheet1 (hidden)
Entity Name (per the MPSA, OATT, Phase I/II TOA and TOA; which provide ISO-NE operating authority over the listed transmission facilities) | NERC Owner Note: - Transmission facilities that are not BES are not subject to NERC Requirements - A GO with a BES gen lead may not be registered as a TO | ISO Transmission Facility Identifier | TO Transmission Facility Identifier | Element Type | Station | Bus kV | Station | BES (Per NERC Definition) | Operating Authority: - MPSA; - OATT; - Phase I/II TOA; or - TOA (as reflected by a Category A/B designation) | PTF (Y/N)
Eversource Energy Service Company | Ever-CT | 310 |  | Line | Manchester (NU) 345kV | 345 | Millstone 345kV | Yes | A | Y
Eversource Energy Service Company | Ever-CT | 321 |  | Line | Long Mountain 345kV | 345 | Plumtree 30G 345kV | Yes | A | Y
Eversource Energy Service Company | Ever-CT | 329 |  | Line | Southington 345kV | 345 | Frost Bridge 8R 345kV | Yes | A | Y
Eversource Energy Service Company | Ever-CT | 330 |  | Line | Card 345kV | 345 | Lake Rd 345kV | Yes | A | Y
Eversource Energy Service Company | Ever-CT | 341 |  | Line | Lake Rd 345kV | 345 | CT/RI Border | Yes | A | Y
Eversource Energy Service Company | Ever-CT | 348 |  | Line | Millstone 345kV | 345 | Haddam 345kV | Yes | A | Y
Eversource Energy Service Company | Ever-CT | 352 |  | Line | Frost Bridge 8R 345kV | 345 | Long Mountain 345kV | Yes | A | Y
Eversource Energy Service Company | Ever-CT | 362 |  | Line | Haddam Neck 345kV | 345 | Beseck 345kV | Yes | A | Y
Eversource Energy Service Company | Ever-CT | 364 |  | Line | Montville 345kV | 345 | Haddam Neck 345kV | Yes | A | Y
Eversource Energy Service Company | Ever-CT | 368 |  | Line | Manchester (NU) 345kV | 345 | Card 345kV | Yes | A | Y
Eversource Energy Service Company | Ever-CT | 371 |  | Line | Millstone 345kV | 345 | Montville 345kV | Yes | A | Y
Eversource Energy Service Company | Ever-CT | 376 |  | Line | Haddam Neck 345kV | 345 | Scovill Rock 345kV | Yes | A | Y
Eversource Energy Service Company | Ever-CT | 383 |  | Line | Card 345kV | 345 | Millstone 345kV | Yes | A | Y
Eversource Energy Service Company | Ever-CT | 667 |  | Line | Falls Village-Salisbury | 69 | Falls Village-Salisbury | No | B | Y
Eversource Energy Service Company | Ever-CT | 689 |  | Line | Falls Village-Torrington Terminal | 69 | Falls Village-Torrington Terminal | No | B | Y
Eversource Energy Service Company | Ever-CT | 690 |  | Line | Salisbury-Smithfield | 69 | Salisbury-Smithfield | No | A | Y
Eversource Energy Service Company | Ever-CT | 1037 |  | Line | Rood Ave 115kV | 115 | Bloomfield 115kV | Yes | A | Y
Eversource Energy Service Company | Ever-CT | 1042 |  | Line | North Bloomfield 115kV | 115 | NE Simsbury 115kV | Yes | A | Y
Eversource Energy Service Company | Ever-CT | 1043 |  | Line | Sandy Hook 115kV | 115 | Newtown 115kV | Yes | A | Y
Eversource Energy Service Company | Ever-CT | 1043 |  | Line | Sandy Hook Jct 115kV | 115 | Newtown 115kV | Yes | A | Y
Eversource Energy Service Company | Ever-CT | 1050 |  | Line | Dooley 115kV | 115 | Middletown 115kV | Yes | A | Y
Eversource Energy Service Company | Ever-CT | 1142 |  | Line | South Naugatuck 115kV | 115 | Towantic | Yes | A | Y
Eversource Energy Service Company | Ever-CT | 1146 |  | Line | Sherwood 115kV | 115 | Sono 115kV | Yes | A | Y
Eversource Energy Service Company | Ever-CT | 1151 |  | Line | Glenbrook 115kV | 115 | South End 115kV | Yes | A | Y
Eversource Energy Service Company | Ever-CT | 1191 |  | Line | Campville 115kV | 115 | Frost Bridge 8R 115kV | Yes | A | Y
Eversource Energy Service Company | Ever-CT | 1207 |  | Line | East Hartford 115kV | 115 | Manchester (NU) 115kV | Yes | A | Y
Eversource Energy Service Company | Ever-CT | 1232 |  | Line | Stevenson | 115 | Sandy Hook 115kV | Yes | A | Y
Eversource Energy Service Company | Ever-CT | 1232 |  | Line | Sandy Hook Jct 115kV | 115 | Stevenson 115kV | Yes | A | Y
Eversource Energy Service Company | Ever-CT | 1238 |  | Line | Frost Bridge 8R 115kV | 115 | Carmel Hill 11S 115kV | Yes | A | Y
Eversource Energy Service Company | Ever-CT | 1256 |  | Line | NE Simsbury 115kV | 115 | Canton 1784 (NU) 115kV | Yes | A | Y
Eversource Energy Service Company | Ever-CT | 1261 |  | Line | Haddam CT 115kV | 115 | Bokum 115kV | Yes | A | Y
Eversource Energy Service Company | Ever-CT | 1268 |  | Line | Plumtree 30G 115KV | 115 | Stony Hill 115KV | Yes | A | Y
Eversource Energy Service Company | Ever-CT | 1272 |  | Line | Shaws Hill 115kV | 115 | Bunker Hill 1272 115kV | Yes | A | Y
Eversource Energy Service Company | Ever-CT | 1310 |  | Line | Manchester (NU) 115kV | 115 | South Windsor 115kV | Yes | A | Y
Eversource Energy Service Company | Ever-CT | 1319 |  | Line | Oxford 26N 115kV | 115 | Beacon Falls 115kV | Yes | A | Y
Eversource Energy Service Company | Ever-CT | 1342 |  | Line | Bokum 115kV | 115 | Green Hill 115kV | Yes | A | Y
Eversource Energy Service Company | Ever-CT | 1346 |  | Line | Newington CT 115kV | 115 | South West Hartford 115kV | Yes | A | Y
Eversource Energy Service Company | Ever-CT | 1355 |  | Line | Southington | 115 | Colony (50E) | Yes | A | Y
Eversource Energy Service Company | Ever-CT | 1389 |  | Line | Norwalk CT 115kV | 115 | Flax Hill 115kV | Yes | A | Y
Eversource Energy Service Company | Ever-CT | 1403 |  | Line | Oxford 26N 115kV | 115 | Towantic | Yes | A | Y
Eversource Energy Service Company | Ever-CT | 1410-1TEMP |  | Line | Montville | 115 | Gale Fry | Yes | A | Y
Eversource Energy Service Company | Ever-CT | 1410-2TEMP |  | Line | Gale Fry | 115 | Buddington | Yes | A | Y
Eversource Energy Service Company | Ever-CT | 1440 |  | Line | Glenbrook 115kV | 115 | Waterside 115kV | Yes | A | Y
Eversource Energy Service Company | Ever-CT | 1443 |  | Line | Middletown 115kV | 115 | Portland 115kV | Yes | A | Y
Eversource Energy Service Company | Ever-CT | 1445 |  | Line | Frost Bridge 8R 115kV | 115 | Shaws Hill 115kV | Yes | A | Y
Eversource Energy Service Company | Ever-CT | 1448 |  | Line | Rood Ave 115kV | 115 | Manchester (NU) 115kV | Yes | A | Y
Eversource Energy Service Company | Ever-CT | 1450 |  | Line | Glenbrook 115kV | 115 | South End 115kV | Yes | A | Y
Eversource Energy Service Company | Ever-CT | 1465 |  | Line | Mystic (NU) 115kV | 115 | Shunock 115kV | Yes | A | Y
Eversource Energy Service Company | Ever-CT | 1466 |  | Line | North Wallingford | 115 | East Meriden | Yes | A | Y
Eversource Energy Service Company | Ever-CT | 1483 |  | Line | Devon Bus 1 115KV | 115 | 1483 - Border Pootatuck-Shelton (UI) / Devon (NU) 115KV | Yes | A | Y
Eversource Energy Service Company | Ever-CT | 1485 |  | Line | Stony Hill 115KV | 115 | Bates Rock 21K 115kV | Yes | A | Y
Eversource Energy Service Company | Ever-CT | 1490 |  | Line | Card | 115 | Stockhouse Road | Yes | A | Y
Eversource Energy Service Company | Ever-CT | 1497 |  | Line | Devon Bus 2 115kV | 115 | East Devon 115kV | Yes | A | Y
Eversource Energy Service Company | Ever-CT | 1508 |  | Line | Green Hill 115kV | 115 | Stepstone 115kV | Yes | A | Y
Eversource Energy Service Company | Ever-CT | 1522 |  | Line | Glenbrook 115kV | 115 | Norwalk CT 115kV | Yes | A | Y
Eversource Energy Service Company | Ever-CT | 1537 |  | Line | BRANFORD RR 48R (NU Owned) | 115 | BRANFORD 11J (NU Owned) | Yes | A | Y
Eversource Energy Service Company | Ever-CT | 1572 |  | Line | Middletown 115kV | 115 | Pratt + Whitney AirCraft (CT) 115kV | Yes | A | Y
Eversource Energy Service Company | Ever-CT | 1578 |  | Line | Sherwood 115kV | 115 | Sasco Creek 115kV | Yes | A | Y
Eversource Energy Service Company | Ever-CT | 1580 |  | Line | South Naugatuck 115kV | 115 | Devon Bus 1 115kV | Yes | A | Y
Eversource Energy Service Company | Ever-CT | 1585 |  | Line | Bunker Hill 1585 115kV | 115 | South Naugatuck 115kV | Yes | A | Y
Eversource Energy Service Company | Ever-CT | 1588 |  | Line | North Wallingford (36W) | 115 | Colony (50E) | Yes | A | Y
Eversource Energy Service Company | Ever-CT | 1598 |  | Line | Haddam CT 115kV | 115 | Bokum 115kV | Yes | A | Y
Eversource Energy Service Company | Ever-CT | 1608 |  | Line | Glenbrook-Norwalk Harbor | 115 | SONO | Yes | A | Y
Eversource Energy Service Company | Ever-CT | 1618 |  | Line | Rocky River 12Y 115kV | 115 | West Brookfield 14H 115kV | Yes | A | Y
Eversource Energy Service Company | Ever-CT | 1619 |  | Line | Stevenson | 115 | Towantic | Yes | A | Y
Eversource Energy Service Company | Ever-CT | 1620 |  | Line | Haddam CT 115kV | 115 | Middletown 115kV | Yes | A | Y
Eversource Energy Service Company | Ever-CT | 1622 |  | Line | Shepaug 115kV | 115 | Bates Rock 21K 115kV | Yes | A | Y
Eversource Energy Service Company | Ever-CT | 1637 |  | Line | Norwalk | 115 | Weston 115kV | Yes | A | Y
Eversource Energy Service Company | Ever-CT/ United Illuminatine | 1655 |  | Line | Branford | 115 | North Haven | Yes | A | Y
Eversource Energy Service Company | Ever-CT | 1668 |  | Line | Freight 115kV | 115 | Bunker Hill 1668 115kV | Yes | A | Y
Eversource Energy Service Company | Ever-CT | 1675 |  | Line | Tunnel | 115 | Bean Hill | Yes | A | Y
Eversource Energy Service Company | Ever-CT | 1682 |  | Line | Wilton 115kV | 115 | Norwalk CT 115kV | Yes | A | Y
Eversource Energy Service Company | Ever-CT | 1704 |  | Line | South Meadow 115kV | 115 | South West Hartford 115kV | Yes | A | Y
Eversource Energy Service Company | Ever-CT | 1721 |  | Line | Frost Bridge 8R 115kV | 115 | Freight 115kV | Yes | A | Y
Eversource Energy Service Company | Ever-CT | 1726 |  | Line | North Bloomfield 115kV | 115 | Farmington 115kV | Yes | A | Y
Eversource Energy Service Company | Ever-CT | 1734 |  | Line | Glenbrook 115kV | 115 | Norwalk CT 115kV | Yes | A | Y
Eversource Energy Service Company | Ever-CT | 1738 |  | Line | Stepstone 115kV | 115 | Branford 115kV | Yes | A | Y
Eversource Energy Service Company | Ever-CT | 1740 |  | Line | Waterside 115kV | 115 | Cos Cob 115kV | Yes | A | Y
Eversource Energy Service Company | Ever-CT | 1752 |  | Line | Berlin CT 115kV | 115 | Rocky Hill 115kV | Yes | A | Y
Eversource Energy Service Company | Ever-CT | 1756 |  | Line | Bloomfield 115kV | 115 | Northwest Hartford 115kV | Yes | A | Y
Eversource Energy Service Company | Ever-CT | 1759 |  | Line | Portland 115kV | 115 | Hopewell 115kV | Yes | A | Y
Eversource Energy Service Company | Ever-CT | 1760 |  | Line | Plumtree 30G 115kV | 115 | Newtown 115kV | Yes | A | Y
Eversource Energy Service Company | Ever-CT | 1763 |  | Line | Manchester (NU) 115kV | 115 | Barbour Hill 115kV | Yes | A | Y
Eversource Energy Service Company | Ever-CT | 1765 |  | Line | Berlin CT 115kV | 115 | Westside 115kV | Yes | A | Y
Eversource Energy Service Company | Ever-CT | 1766 |  | Line | Westside 115kV | 115 | Dooley 115kV | Yes | A | Y
Eversource Energy Service Company | Ever-CT | 1767 |  | Line | Manchester (NU) 115kV | 115 | Hopewell 115kV | Yes | A | Y
Eversource Energy Service Company | Ever-CT | 1769 |  | Line | East New Britain 115kV | 115 | Berlin CT 115kV | Yes | A | Y
Eversource Energy Service Company | Ever-CT | 1771 |  | Line | Berlin CT 115kV | 115 | Southington Bus 1 115kV | Yes | A | Y
Eversource Energy Service Company | Ever-CT | 1772 |  | Line | Haddam CT 115kV | 115 | Pratt + Whitney AirCraft (CT) 115kV | Yes | A | Y
Eversource Energy Service Company | Ever-CT | 1773 |  | Line | South Meadow 115kV | 115 | Rocky Hill 115kV | Yes | A | Y
Eversource Energy Service Company | Ever-CT | 1776 |  | Line | Devon Bus 1 115kV | 115 | East Devon 115kV | Yes | A | Y
Eversource Energy Service Company | Ever-CT | 1777 |  | Line | North Bloomfield 115kV | 115 | Bloomfield 115kV | Yes | A | Y
Eversource Energy Service Company | Ever-CT | 1785 |  | Line | Newington CT 115kV | 115 | Berlin CT 115kV | Yes | A | Y
Eversource Energy Service Company | Ever-CT | 1788 |  | Line | Franklin Drive 115kV | 115 | Torrington 115kV | Yes | A | Y
Eversource Energy Service Company | Ever-CT | 1789 |  | Line | Bunker Hill | 115 | Towantic | Yes | A | Y
Eversource Energy Service Company | Ever-CT | 1800 |  | Line | Forestville 1800 115kV | 115 | Southington Bus 2 115kV | Yes | A | Y
Eversource Energy Service Company | Ever-CT | 1813 |  | Line | Carmel Hill 11S 115kV | 115 | Rocky River 12Y 115kV | Yes | A | Y
Eversource Energy Service Company | Ever-CT | 1825 |  | Line | Bristol 115kV | 115 | Forestville 1825 115kV | Yes | A | Y
Eversource Energy Service Company | Ever-CT | 1835 |  | Line | Thomaston 115kV | 115 | Chippen Hill 115kV | Yes | A | Y
Eversource Energy Service Company | Ever-CT | 1854 |  | Line | Frost Bridge | 115 | Campville 115kV | Yes | A | Y
Eversource Energy Service Company | Ever-CT | 1873 |  | Line | Rood Ave 115kV | 115 | South Meadow 115kV | Yes | A | Y
Eversource Energy Service Company | Ever-CT | 1900 |  | Line | Torrington 115kV | 115 | Campville 115kV | Yes | A | Y
Eversource Energy Service Company | Ever-CT | 1910 |  | Line | Southington 1910 Reactor 115kV | 115 | Todd 115kV | Yes | A | Y
Eversource Energy Service Company | Ever-CT | 1921 |  | Line | Campville 115kV | 115 | Thomaston 115kV | Yes | A | Y
Eversource Energy Service Company | Ever-CT | 1950 |  | Line | Canal (NU) 115kV | 115 | Southington 1950 Reactor 115kV | Yes | A | Y
Eversource Energy Service Company | Ever-CT | 1975 |  | Line | East Meriden | 115 | Haddam | Yes | A | Y
Eversource Energy Service Company | Ever-CT | 3041 |  | Line | Scovill Rock 345kV | 345 | Southington 345kV | Yes | A | Y
Eversource Energy Service Company | Ever-CT | 3252 |  | Line | Haddam | 345 | Beseck | Yes | A | Y
Eversource Energy Service Company | Ever-CT | 3271 |  | Line | Lake Rd | 345 | Card | Yes | A | Y
Eversource Energy Service Company | Ever-CT | 3348 |  | Line | Lake Rd 345kV | 345 | Killingly 345kV | Yes | A | Y
Eversource Energy Service Company | Ever-CT | 3424 |  | Line | Manchester (NU) 345kV | 345 | Kleen Energy 345kV | Yes | A | Y
Eversource Energy Service Company | Ever-CT | 3533 |  | Line | Scovill Rock 345kV | 345 | Kleen Energy 345kV | Yes | A | Y
Eversource Energy Service Company | Ever-CT | 3557 |  | Line | Barbour Hill 345kV | 345 | Manchester (NU) 345kV | Yes | A | Y
Eversource Energy Service Company | Ever-CT | 3754 |  | Line | Beseck 345kV | 345 | Southington 345kV | Yes | A | Y
Eversource Energy Service Company | Ever-CT | 3827 |  | Line | Beseck 345kV | 345 | East Devon 345kV | Yes | A | Y
Eversource Energy Service Company | Ever-CT | 1000-1 |  | Line | Dudley Tap 115kV | 115 | Montville 115kV | Yes | A | Y
Eversource Energy Service Company | Ever-CT | 1028-NU |  | Line | Darien 115kV | 115 | 1028 Border Darien (NU) / Fitch (CTMEEC) 115kV | Yes | A | Y
Eversource Energy Service Company | Ever-CT | 1029-1 |  | Line | Baldwin Tap | 115 | Towantic | Yes | A | Y
Eversource Energy Service Company | Ever-CT | 1029-2 |  | Line | Bunker Hill | 115 | Baldwin Tap | Yes | A | Y
Eversource Energy Service Company | Ever-CT | 1029-3 |  | Line | Baldwin | 115 | Baldwin Tap | Yes | A | Y
Eversource Energy Service Company | Ever-CT | 1042 |  | Line | North Bloomfield | 115 | N.E. Simsbury | Yes | A | Y
Eversource Energy Service Company | Ever-CT | 1070-NU |  | Line | 1070 Border Fort Hill (CMEEC) / (NU) 115kV | 115 | 1070 Border Stockhouse (CMEEC) / (NU) 115kV | Yes | A | Y
Eversource Energy Service Company | Ever-CT | 1080-1 |  | Line | Card 115kV | 115 | Wawecus Jct 115kV | Yes | A | Y
Eversource Energy Service Company | Ever-CT | 1080-2 |  | Line | Wawecus Jct 115kV | 115 | Montville 115kV | Yes | A | Y
Eversource Energy Service Company | Ever-CT | 1080-3 |  | Line | Wawecus Jct 115kV | 115 | Lisbon Tap 115kV | Yes | A | Y
Eversource Energy Service Company | Ever-CT | 1080-4 |  | Line | Lisbon Tap 115kV | 115 | Tunnel 115kV | Yes | A | Y
Eversource Energy Service Company | Ever-CT | 1090-NU |  | Line | 1090 Border Montville (NU) / Fort Hill (CMEEC) 115kV | 115 | Montville 115kV | Yes | A | Y
Eversource Energy Service Company | Ever-CT | 1130-NU |  | Line | Compo 115kV | 115 | 1130 Border Compo (NU)/Pequonnock (UI) 115kV | Yes | A | Y
Eversource Energy Service Company | Ever-CT | 1132 |  | Line | Killingly 115kV | 115 | Canterbury 115kV | Yes | A | Y
Eversource Energy Service Company | Ever-CT | 1163-1 |  | Line | Noera Tap 1163 115kV | 115 | Frost Bridge 8R 115kV | Yes | A | Y
Eversource Energy Service Company | Ever-CT | 1163-2 |  | Line | Todd 115kV | 115 | Noera Tap 1163 115kV | Yes | A | Y
Eversource Energy Service Company | Ever-CT | 1208-NU |  | Line | Southington Bus 1 115kV | 115 | 1208 Border Southington (NU) / Wallingford (Wallngfrd) 115kV | Yes | A | Y
Eversource Energy Service Company | Ever-CT | 1222-NU |  | Line | 1222 Border Hawthorne (UI/NU Border) 115kV | 115 | 1222 Border Old Town 115kV (UI/NU Border) 115kV | Yes | A | Y
Eversource Energy Service Company | Ever-CT | 1243-NU |  | Line | Compo 115kV | 115 | 1243 Border Compo (NU) / Fitch (CTMEEC) 115kV | Yes | A | Y
Eversource Energy Service Company | Ever-CT | 1280-1 |  | Line | Montville 115kV | 115 | Whipple Jct 115kV | Yes | A | Y
Eversource Energy Service Company | Ever-CT | 1280-2-NU |  | Line | Whipple Jct 115kV | 115 | 1280 Border Whipple Jct (NU) / Buddington (CMEEC) 115kV | Yes | A | Y
Eversource Energy Service Company | Ever-CT | 1280-3 |  | Line | Whipple Jct 115kV | 115 | Mystic (NU) 115kV | Yes | A | Y
Eversource Energy Service Company | Ever-CT | 1316-4 |  | Line | Canterbury | 115 | Exeter Tap 115kV | Yes | A | Y
Eversource Energy Service Company | Ever-CT | 1316-1 |  | Line | Exeter Tap 115kV | 115 | Plainfield Jct 115kV | Yes | A | Y
Eversource Energy Service Company | Ever-CT | 1316-2 |  | Line | Tunnel 115kV | 115 | Plainfield Jct 115kV | Yes | A | Y
Eversource Energy Service Company | Ever-CT | 1340-1 |  | Line | Baldwin Tap | 115 | Towantic | Yes | A | Y
Eversource Energy Service Company | Ever-CT | 1340-2 |  | Line | Baldwin Tap | 115 | Frost Brisge | Yes | A | Y
Eversource Energy Service Company | Ever-CT | 1340-3 |  | Line | Baldwin Tap | 115 | Baldwin | Yes | A | Y
Eversource Energy Service Company | Ever-CT | 1355-1-NU |  | Line | Lucchini Jct 115kV | 115 | 1355 Border Colony (Wallngfrd) / Lucchini Jct (NU) 115kV | Yes | A | Y
Eversource Energy Service Company | Ever-CT | 1355-3 |  | Line | Lucchini Jct 115kV | 115 | Southington Bus 1 115kV | Yes | A | Y
Eversource Energy Service Company | Ever-CT | 1394-NU-A |  | Line | Scitico 115kV | 115 | 1394 CT/MA State Line 115kV | Yes | A | Y
Eversource Energy Service Company | Ever-CT | 1410-NU |  | Line | Montville 115kV | 115 | 1410 Border Montville (NU) / Buddington (CMEEC) 115kV | Yes | A | Y
Eversource Energy Service Company | Ever-CT | 1430-NU |  | Line | Sasco Creek 115kV | 115 | 1430 Border Sasco Creek (NU)/Ash Creek (UI) 115kV | Yes | A | Y
Eversource Energy Service Company | Ever-CT | 1460-NU |  | Line | 1460 Border NU Border / East Shore (UI) 115kV | 115 | Branford RR 115kV | Yes | A | Y
Eversource Energy Service Company | Ever-CT | 1466-NU |  | Line | East Meriden 115kV | 115 | 1466 Border N. Wallingford (Wallngfrd) / E. Meriden (NU) 115kV | Yes | A | Y
Eversource Energy Service Company | Ever-CT | 1470-1 |  | Line | Wilton 115kV | 115 | Peaceable Tap 115kV (1470-Ridgefield Jct) 115kV | Yes | A | Y
Eversource Energy Service Company | Ever-CT | 1470-3 |  | Line | Peaceable Tap 115kV (1470-Ridgefield Jct) 115kV | 115 | Peaceable 115kV | Yes | A | Y
Eversource Energy Service Company | Ever-CT | 1490-NU |  | Line | Card 115kV | 115 | 1490 Border Stockhouse (CMEEC) / Card (NU) 115kV | Yes | A | Y
Eversource Energy Service Company | Ever-CT | 1505-1 |  | Line | Brooklyn Tap 115kV | 115 | Killingly 115kV | Yes | A | Y
Eversource Energy Service Company | Ever-CT | 1505-2 |  | Line | Brooklyn Tap 115kV | 115 | Plainfield Jct 1505 115kV | Yes | A | Y
Eversource Energy Service Company | Ever-CT | 1505-4 |  | Line | Tunnel 115kV | 115 | Plainfield Jct 1505 115kV | Yes | A | Y
Eversource Energy Service Company | Ever-CT | 1537-NU-A |  | Line | Branford 115kV | 115 | 1537 Border Totoket Jct (NU/ UI Border)-Branford side 115kV | Yes | A | Y
Eversource Energy Service Company | Ever-CT | 1537-NU-B |  | Line | Branford RR 115kV | 115 | 1537 Border Branford RR Tap (NU/UI Border)-RR side 115kV | Yes | A | Y
Eversource Energy Service Company | Ever-CT | 1545-NU |  | Line | Devon Bus 1 115kV | 115 | 1545 Border Devon (NU) / Trapfalls (UI) 115kV | Yes | A | Y
Eversource Energy Service Company | Ever-CT | 1550-1 |  | Line | Noera Tap 1550 115kV | 115 | Frost Bridge 8R 115kV | Yes | A | Y
Eversource Energy Service Company | Ever-CT | 1550-3 |  | Line | Canal (NU) 115kV | 115 | Noera Tap 1550 115kV | Yes | A | Y
Eversource Energy Service Company | Ever-CT | 1560-1 |  | Line | 1560 Border Derby_J / Derby Tap 1 (NU/UI Border) 115kV | 115 | Stevenson 115kV | Yes | A | Y
Eversource Energy Service Company | Ever-CT | 1560-2-NU |  | Line | 1560 Border Derby_J / Derby Tap 1 (NU/UI Border) 115kV | 115 | 1560 Border Derby Jct (NU) / Trapfalls (UI) 115kV | Yes | A | Y
Eversource Energy Service Company | Ever-CT | 1565-1 |  | Line | Ridgefield Tap (1565) 115kV | 115 | Plumtree 30G 115kV | Yes | A | Y
Eversource Energy Service Company | Ever-CT | 1565-2 |  | Line | Ridgefield Tap (1565) 115kV | 115 | Peaceable 115kV | Yes | A | Y
Eversource Energy Service Company | Ever-CT | 1588-NU |  | Line | 1588 Border Colony (Wallngfrd) / NU Border 115kV | 115 | 1588 Border N. Wallingford (Wallngfrd) / NU Border 115kV | Yes | A | Y
Eversource Energy Service Company | Ever-CT | 1608-1 |  | Line | Glenbrook 115kV | 115 | Ely Ave 115kV | Yes | A | Y
Eversource Energy Service Company | Ever-CT | 1608-2 |  | Line | Norwalk Harbor 115kV | 115 | Ely Ave 115kV | Yes | A | Y
Eversource Energy Service Company | Ever-CT | 1608-3 |  | Line | Sono 115kV | 115 | Ely Ave 115kV | Yes | A | Y
Eversource Energy Service Company | Ever-CT | 1610-1 |  | Line | Southington Bus 1 115kV | 115 | Glen Lake Jct 115kV | Yes | A | Y
Eversource Energy Service Company | Ever-CT | 1610-2-NU |  | Line | Glen Lake Jct 115kV | 115 | 1610 Border Glen Lake Jct (NU) / Mix Ave (UI) 115kV | Yes | A | Y
Eversource Energy Service Company | Ever-CT | 1610-3-NU |  | Line | Glen Lake Jct 115kV | 115 | 1610 Border Pease Rd Jct (NU/UI) 115kV | Yes | A | Y
Eversource Energy Service Company | Ever-CT | 1630-1-NU |  | Line | 1630 Border (Pent Rd Jct) Walrec Jct (NU) / Wallingford (Wallngfrd) 115kV | 115 | Walrec Jct 1 (border pt of tap section to Walrec) 115kV | Yes | A | Y
Eversource Energy Service Company | Ever-CT | 1630-3-NU |  | Line | Walrec Jct 1 (border pt of tap section to Walrec) 115kV | 115 | 1630 Border Walrec Jct (NU) / North Haven (UI) 115kV | Yes | A | Y
Eversource Energy Service Company | Ever-CT | 1635-1 |  | Line | South Windsor 115kV | 115 | Barbour Hill 115kV | Yes | A | Y
Eversource Energy Service Company | Ever-CT | 1640-NU |  | Line | Devon Bus 2 115kV | 115 | 1640 Border (Pent Rd Jct) Devon (NU) / Wallingford (Wallngfrd) 115kV | Yes | A | Y
Eversource Energy Service Company | Ever-CT | 1655-NU |  | Line | Branford 115kV | 115 | 1655 Border Branford (NU) / North Haven (UI) 115kV | Yes | A | Y
Eversource Energy Service Company | Ever-CT | 1670-1 |  | Line | Reservoir Rd Jct 115kV | 115 | Southington Bus 1 115kV | Yes | A | Y
Eversource Energy Service Company | Ever-CT | 1670-2 |  | Line | Berlin CT 115kV | 115 | Reservoir Rd Jct 115kV | Yes | A | Y
Eversource Energy Service Company | Ever-CT | 1675-NU |  | Line | Tunnel 115kV | 115 | 1675 Border Tunnel (NU) / Bean Hill (CMEEC) 115kV | Yes | A | Y
Eversource Energy Service Company | Ever-CT | 1685-NU |  | Line | Devon Bus 2 115kV | 115 | 1685 Border Pease Rd Jct (NU/UI) 115kV | Yes | A | Y
Eversource Energy Service Company | Ever-CT | 1710-2-NU |  | Line | Trumbull Jct (NU/UI 1710 Border) 115kV | 115 | 1710 Border Trumbull Jct (NU) / Old Town (UI) 115kV | Yes | A | Y
Eversource Energy Service Company | Ever-CT | 1710-3 |  | Line | Trumbull Jct (NU/UI 1710 Border) 115kV | 115 | Devon Bus 1 115kV | Yes | A | Y
Eversource Energy Service Company | Ever-CT | 1714-NU |  | Line | Weston 115kV | 115 | 1714 Border Trumbull Jct (NU/UI) 115kV | Yes | A | Y
Eversource Energy Service Company | Ever-CT | 1720-NU |  | Line | Norwalk CT 115kV | 115 | 1720 Border Norwalk (NU) / Hawthorne (UI) 115kV | Yes | A | Y
Eversource Energy Service Company | Ever-CT | 1722 |  | Line | NW Hartford | 115 | SW Hartford | Yes | A | Y
Eversource Energy Service Company | Ever-CT | 1730-NU |  | Line | 1730 Border Trumbull Jct (NU/UI) 115kV | 115 | Devon Bus 1 115kV | Yes | A | Y
Eversource Energy Service Company | Ever-CT | 1732-1 |  | Line | Canton 1732 (NU) 115kV | 115 | Weingart Rd Jct 115kV | Yes | A | Y
Eversource Energy Service Company | Ever-CT | 1732-2 |  | Line | Weingart Rd Jct 115kV | 115 | Campville 115kV | Yes | A | Y
Eversource Energy Service Company | Ever-CT | 1732-3 |  | Line | Weingart Rd Jct 115kV | 115 | Franklin Drive 115kV | Yes | A | Y
Eversource Energy Service Company | Ever-CT | 1750-1 |  | Line | Cos Cob 115kV | 115 | Tomac Tap 115kV | Yes | A | Y
Eversource Energy Service Company | Ever-CT | 1750-2 |  | Line | South End 115kV | 115 | Tomac Tap 115kV | Yes | A | Y
Eversource Energy Service Company | Ever-CT | 1751-1 |  | Line | Bloomfield Tap 115kV | 115 | Rood Ave 115kV | Yes | A | Y
Eversource Energy Service Company | Ever-CT | 1751-2 |  | Line | Bloomfield Tap 115kV | 115 | Northwest Hartford 115kV | Yes | A | Y
Eversource Energy Service Company | Ever-CT | 1751-3 |  | Line | North Bloomfield 115kV | 115 | Bloomfield Tap 115kV | Yes | A | Y
Eversource Energy Service Company | Ever-CT | 1768-NU-B |  | Line | 1768 (B) NU CT/MA State Line 115kV | 115 | 1768 (A) NU CT/MA State Line 115kV | Yes | A | Y
Eversource Energy Service Company | Ever-CT | 1775-1 |  | Line | South Meadow 115kV | 115 | Riverside Tap 1775 115kV | Yes | A | Y
Eversource Energy Service Company | Ever-CT | 1775-2 |  | Line | Riverside Tap 1775 115kV | 115 | Manchester (NU) 115kV | Yes | A | Y
Eversource Energy Service Company | Ever-CT | 1780-NU |  | Line | Devon Bus 2 115kV | 115 | 1780 Border Devon (NU)/Devon Tie (UI) 115kV | Yes | A | Y
Eversource Energy Service Company | Ever-CT | 1783-1 |  | Line | Farmington 115kV | 115 | Newington CT Tap 115kV | Yes | A | Y
Eversource Energy Service Company | Ever-CT | 1783-2 |  | Line | Newington CT Tap 115kV | 115 | Newington CT 115kV | Yes | A | Y
Eversource Energy Service Company | Ever-CT | 1783-3 |  | Line | Newington CT Tap 115kV | 115 | East New Britain 115kV | Yes | A | Y
Eversource Energy Service Company | Ever-CT | 1786-1 |  | Line | South Meadow 115kV | 115 | Riverside Tap 1786 115kV | Yes | A | Y
Eversource Energy Service Company | Ever-CT | 1786-2 |  | Line | Riverside Tap 1786 115kV | 115 | East Hartford 115kV | Yes | A | Y
Eversource Energy Service Company | Ever-CT | 1787 |  | Line | Montville | 115 | Gale Fry | Yes | A | Y
Eversource Energy Service Company | Ever-CT | 1790-1 |  | Line | Devon Bus 2 115kV | 115 | Devon Railroad Tap 115kV | Yes | A | Y
Eversource Energy Service Company | Ever-CT | 1790-2-NU |  | Line | 1790 Border Devon RR Tap (NU) / Devon Tie (UI) 115kV | 115 | Devon Railroad Tap 115kV | Yes | A | Y
Eversource Energy Service Company | Ever-CT | 1808-1 |  | Line | Beacon Falls 115kV | 115 | 1570 Border Derby_J / Derby Tap 2 (NU/UI Border) 115kV | Yes | A | Y
Eversource Energy Service Company | Ever-CT | 1810-1 |  | Line | Southington Bus 2 115kV | 115 | Lake Ave Tap 115kV | Yes | A | Y
Eversource Energy Service Company | Ever-CT | 1810-3 |  | Line | Chippen Hill 115kV | 115 | Lake Ave Tap 115kV | Yes | A | Y
Eversource Energy Service Company | Ever-CT | 1810-4 |  | Line | Lake Ave Tap 115kV | 115 | Bristol 115kV | Yes | A | Y
Eversource Energy Service Company | Ever-CT | 1858-NU-B |  | Line | 1858 (A) CT/MA State Line 115kV | 115 | 1858 (B) CT/MA State Line 115kV | Yes | A | Y
Eversource Energy Service Company | Ever-CT | 1858-NU-D |  | Line | 1858 (C ) CT/MA State Line 115kV | 115 | 1858 (D) CT/MA State Line 115kV | Yes | A | Y
Eversource Energy Service Company | Ever-CT | 1867-1 |  | Line | Rowayton Jct 1867 (Flax Hill Tap) 115kV | 115 | Norwalk Harbor 115kV | Yes | A | Y
Eversource Energy Service Company | Ever-CT | 1867-2 |  | Line | Rowayton Jct 1867 (Flax Hill Tap) 115kV | 115 | Flax Hill 115kV | Yes | A | Y
Eversource Energy Service Company | Ever-CT | 1867-3 |  | Line | Rowayton Jct 1867 (Flax Hill Tap) 115kV | 115 | Glenbrook 115kV | Yes | A | Y
Eversource Energy Service Company | Ever-CT | 1870S-1 |  | Line | Shunock 115kV | 115 | 1870S Border Wood River (NEP) / Shunock (NU) 115kV | Yes | A | Y
Eversource Energy Service Company | Ever-CT | 1880-1 |  | Line | Rowayton Jct 1880 115kV | 115 | Norwalk Harbor 115kV | Yes | A | Y
Eversource Energy Service Company | Ever-CT | 1880-2 |  | Line | Rowayton Jct 1880 115kV | 115 | Glenbrook 115kV | Yes | A | Y
Eversource Energy Service Company | Ever-CT | 1880-3 |  | Line | Norwalk CT 115kV | 115 | Rowayton Jct 1880 115kV | Yes | A | Y
Eversource Energy Service Company | Ever-CT | 1887-1 |  | Line | West Brookfield 14H 115kV | 115 | Brookfield Jct 1887 115KV | Yes | A | Y
Eversource Energy Service Company | Ever-CT | 1887-2 |  | Line | Shepaug 115kV | 115 | Brookfield Jct 1887 115KV | Yes | A | Y
Eversource Energy Service Company | Ever-CT | 1887-3 |  | Line | Plumtree 30G 115KV | 115 | Brookfield Jct 1887 115KV | Yes | A | Y
Eversource Energy Service Company | Ever-CT | 1911-1 |  | Line | Tunnel | 115 | Ledyard Junction | Yes | A | Y
Eversource Energy Service Company | Ever-CT | 1911-2 |  | Line | Ledyard Junction | 115 | Buddington Tap | Yes | A | Y
Eversource Energy Service Company | Ever-CT | 1911-3 |  | Line | Gale Fry | 115 | Ledyard Junction | Yes | A | Y
Eversource Energy Service Company | Ever-CT | 1976-NU-A |  | Line | Scitico 115kV | 115 | 1976 CT/MA State Line 115kV | Yes | A | Y
Eversource Energy Service Company | Ever-CT | 1977-1 |  | Line | Darien 115kV | 115 | Glenbrook Tap 115kV | Yes | A | Y
Eversource Energy Service Company | Ever-CT | 1977-2 |  | Line | South End 115kV | 115 | Glenbrook Tap 115kV | Yes | A | Y
Eversource Energy Service Company | Ever-CT | 1977-3 |  | Line | Glenbrook 115kV | 115 | Glenbrook Tap 115kV | Yes | A | Y
Eversource Energy Service Company | Ever-CT | 3165-NU |  | Line | East Devon 345kV | 345 | 3165 Border East Devon (NU) / Singer (UI) 345kV | Yes | A | Y
Eversource Energy Service Company | Ever-CT | 3216-NU-A |  | Line | North Bloomfield 345kV | 345 | 3216 Border NU / UI Border 1 (N.Bloom end) 345kV | Yes | A | Y
Eversource Energy Service Company | Ever-CT | 3216-NU-B |  | Line | 3216 Border NU / UI Border 2 (border 1 + state line) 345kV | 345 | 3216 Border NU CT/MA State Line 345kV | Yes | A | Y
Eversource Energy Service Company | Ever-CT | 3280-NU |  | Line | Norwalk CT 345kV | 345 | 3280 Border Norwalk (NU) / Singer (UI) 345kV | Yes | A | Y
Eversource Energy Service Company | Ever-CT | 3403-1 |  | Line | Norwalk Jct 345kV | 345 | Norwalk CT 345kV | Yes | A | Y
Eversource Energy Service Company | Ever-CT | 3403-2 |  | Line | Hoyts Hill 345kV | 345 | Archers Lane 345kV | Yes | A | Y
Eversource Energy Service Company | Ever-CT | 3403A |  | Line | Plumtree 30G 345kV | 345 | Hoyts Hill 345kV | Yes | A | Y
Eversource Energy Service Company | Ever-CT | 3403AB-2cable |  | Line | Plumtree 30G 345kV | 345 | Hoyts Hill 345kV | Yes | A | Y
Eversource Energy Service Company | Ever-CT | 3403B |  | Line | Plumtree 30G 345kV | 345 | Hoyts Hill 345kV | Yes | A | Y
Eversource Energy Service Company | Ever-CT | 3403C |  | Line | Archers Lane 345kV | 345 | Norwalk Jct 345kV | Yes | A | Y
Eversource Energy Service Company | Ever-CT | 3403CD-2cable |  | Line | Archers Lane 345kV | 345 | Norwalk Jct 345kV | Yes | A | Y
Eversource Energy Service Company | Ever-CT | 3403D |  | Line | Archers Lane 345kV | 345 | Norwalk Jct 345kV | Yes | A | Y
Eversource Energy Service Company | Ever-CT | 3419-NU-A |  | Line | 3419 NU CT/MA State Line 345kV | 345 | Barbour Hill 345kV | Yes | A | Y
Eversource Energy Service Company | Ever-CT | 347-NU |  | Line | Killingly 345kV | 345 | 347 Border Sherman Rd (NEP) / Killingly (NU) 345kV | Yes | A | Y
Eversource Energy Service Company | Ever-CT | 3619-NU |  | Line | East Devon 345kV | 345 | 3619 Border East Devon (NU) / Singer (UI) 345kV | Yes | A | Y
Eversource Energy Service Company | Ever-CT | 3642-NU-A |  | Line | 3642 Border N.Bloomfield (NU) / UI Border 345kV | 345 | North Bloomfield 345kV | Yes | A | Y
Eversource Energy Service Company | Ever-CT | 3642-NU-B |  | Line | Manchester (NU) 345kV | 345 | 3642 Border Manchester (NU) / UI Border 345kV | Yes | A | Y
Eversource Energy Service Company | Ever-CT | 387-1-NU |  | Line | Scovill Rock 345kV | 345 | 387 Border Totoket Jct-Scovill Rock (NU)/Halvarsson E.Shore Tap (UI) 345kV | Yes | A | Y
Eversource Energy Service Company | Ever-CT | 3921-NU |  | Line | Norwalk CT 345kV | 345 | 3921 Border Norwalk (NU) / Singer (UI) 345kV | Yes | A | Y
Eversource Energy Service Company | Ever-CT | 398-NU |  | Line | Long Mountain 345kV | 345 | DOVER_NY | Yes | A | Y
Eversource Energy Service Company | Ever-CT | 601-NU |  | Line | Norwalk Harbor 138kV | 138 | 601 Border Norwalk Hbr (NU) / Northport (LILCO) 138kV | Yes | A | Y
Eversource Energy Service Company | Ever-CT | 602-NU |  | Line | Norwalk Harbor 138kV | 138 | 602 Border Norwalk Hbr (NU) / Northport (LILCO) 138kV | Yes | A | Y
Eversource Energy Service Company | Ever-CT | 603-NU |  | Line | Norwalk Harbor 138kV | 138 | 603 Border Norwalk Hbr (NU) / Northport (LILCO) 138kV | Yes | A | Y
Eversource Energy Service Company | Ever-WMA | 312 |  | Line | Northfield 345kV | 345 | Berkshire 18C 345kV | Yes | A | Y
Eversource Energy Service Company | Ever-WMA | 354 |  | Line | Northfield 345kV | 345 | Ludlow 345kV | Yes | A | Y
Eversource Energy Service Company | Ever-WMA | 1007 |  | Line | Agawam 115kV | 115 | Elm 115kV | Yes | A | Y
Eversource Energy Service Company | Ever-WMA | 1039 |  | Line | Mt Tom 115kV | 115 | Midway 115kV | Yes | A | Y
Eversource Energy Service Company | Ever-WMA | 1205 |  | Line | Ludlow 115kV | 115 | NGRID/W. Hampton Border | Yes | A | Y
Eversource Energy Service Company | Ever-WMA | 1230 |  | Line | Agawam 115kV | 115 | Piper 115kV | Yes | A | Y
Eversource Energy Service Company | Ever-WMA | 1314 |  | Line | Agawam 115kV | 115 | Chicopee 115kV | Yes | A | Y
Eversource Energy Service Company | Ever-WMA | 1327 |  | Line | Fairmont 115kV | 115 | Pineshed 115kV | Yes | A | Y
Eversource Energy Service Company | Ever-WMA | 1361 |  | Line | Cumberland 115kV | 115 | Montague 115kV | Yes | A | Y
Eversource Energy Service Company | Ever-WMA | 1371 |  | Line | Woodland 115kV | 115 | Pleasant 115kV | Yes | A | Y
Eversource Energy Service Company | Ever-WMA | 1421 |  | Line | Pleasant 115kV | 115 | Blanford 115kV | Yes | A | Y
Eversource Energy Service Company | Ever-WMA | 1426 |  | Line | Cadwell 115kV | 115 | Orchard 115kV | Yes | A | Y
Eversource Energy Service Company | Ever-WMA | 1428 |  | Line | Fairmont 115kV | 115 | Mt Tom 115kV | Yes | A | Y
Eversource Energy Service Company | Ever-WMA | 1447 |  | Line | Pineshed 115kV | 115 | Mt Tom 115kV | Yes | A | Y
Eversource Energy Service Company | Ever-WMA | 1481 |  | Line | Ludlow 115kV | 115 | Cadwell 115kV | Yes | A | Y
Eversource Energy Service Company | Ever-WMA | 1551 |  | Line | Doreen North 115kV | 115 | Berkshire 18C 115kV | Yes | A | Y
Eversource Energy Service Company | Ever-WMA | 1552 |  | Line | Ludlow 115kV | 115 | Orchard 115kV | Yes | A | Y
Eversource Energy Service Company | Ever-WMA | 1601 |  | Line | Fairmont 115kV | 115 | Shawinigan 115kV | Yes | A | Y
Eversource Energy Service Company | Ever-WMA | 1604 |  | Line | Northfield | 115 | Erving | Yes | A | Y
Eversource Energy Service Company | Ever-WMA | 1662 |  | Line | Doreen South 115kV | 115 | Berkshire 18C 115kV | Yes | A | Y
Eversource Energy Service Company | Ever-WMA | 1702 |  | Line | Fairmont 115kV | 115 | Chicopee 115kV | Yes | A | Y
Eversource Energy Service Company | Ever-WMA | 1803 |  | Line | Fairmont 115kV | 115 | Cadwell 115kV | Yes | A | Y
Eversource Energy Service Company | Ever-WMA | 1845 |  | Line | Shawinigan 115kV | 115 | Ludlow 115kV | Yes | A | Y
Eversource Energy Service Company | Ever-WMA | 1962 |  | Line | Midway 115kV | 115 | Gunn 115kV | Yes | A | Y
Eversource Energy Service Company | Ever-WMA | 1976 |  | Line | West Hampden-Scitico | 115 | West Hampden-Scitico | No | A | Y
Eversource Energy Service Company | Ever-WMA | 1231-1 |  | Line | Berkshire 18C 115kV | 115 | Plainfield MA 1231 115kV | Yes | A | Y
Eversource Energy Service Company | Ever-WMA | 1231-2 |  | Line | Plainfield MA 1231 115kV | 115 | Ashfield MA 1231 115kV | Yes | A | Y
Eversource Energy Service Company | Ever-WMA | 1231-3 |  | Line | Cumberland 115kV | 115 | Ashfield MA 1231 115kV | Yes | A | Y
Eversource Energy Service Company | Ever-WMA | 1242-1 |  | Line | Berkshire 18C 115kV | 115 | Plainfield MA 1242 115kV | Yes | A | Y
Eversource Energy Service Company | Ever-WMA | 1242-2 |  | Line | Ashfield MA 1242 115kV | 115 | Plainfield MA 1242 115kV | Yes | A | Y
Eversource Energy Service Company | Ever-WMA | 1293 |  | Line | Buck Pond 115kV | 115 | Atwater 115KV | Yes | A | Y
Eversource Energy Service Company | Ever-WMA | 1302-1 |  | Line | Pochassic Tap 115kV | 115 | Agawam 115kV | Yes | A | Y
Eversource Energy Service Company | Ever-WMA | 1302-2 |  | Line | Buck Pond 115kV | 115 | Pochassic Tap 115kV | Yes | A | Y
Eversource Energy Service Company | Ever-WMA | 1657-1 |  | Line | Gunn 115kV | 115 | Southampton Tap 115kV | Yes | A | Y
Eversource Energy Service Company | Ever-WMA | 1657-2 |  | Line | Southampton Tap 115kV | 115 | Buck Pond 115kV | Yes | A | Y
Eversource Energy Service Company | Ever-WMA | 1657-3-NU |  | Line | Southampton Tap 115kV | 115 | 1657 Border Southampton Tap (NU) / Ingleside (HGE) 115kV | Yes | A | Y
Eversource Energy Service Company | Ever-WMA | 1768-NU-A |  | Line | 1768 (A) NU CT/MA State Line 115kV | 115 | South Agawam 115kV | Yes | A | Y
Eversource Energy Service Company | Ever-WMA | 1768-NU-C |  | Line | 1768 (B) NU CT/MA State Line 115kV | 115 | Southwick 115kV | Yes | A | Y
Eversource Energy Service Company | Ever-WMA | 1781-1 |  | Line | Silver 1781 Tap 115kV | 115 | South Agawam 115kV | Yes | A | Y
Eversource Energy Service Company | Ever-WMA | 1781-2 |  | Line | Silver 1781 Tap 115kV | 115 | Agawam 115kV | Yes | A | Y
Eversource Energy Service Company | Ever-WMA | 1782-1 |  | Line | Silver 1782 Tap 115kV | 115 | South Agawam 115kV | Yes | A | Y
Eversource Energy Service Company | Ever-WMA | 1782-2 |  | Line | Silver 1782 Tap 115kV | 115 | Agawam 115kV | Yes | A | Y
Eversource Energy Service Company | Ever-WMA | 1853-1 |  | Line | Granville Jct 115kV | 115 | Atwater 115KV | Yes | A | Y
Eversource Energy Service Company | Ever-WMA | 1853-2 |  | Line | Granville Jct 115kV | 115 | Southwick 115kV | Yes | A | Y
Eversource Energy Service Company | Ever-WMA | 1853-3 |  | Line | Blanford 115kV | 115 | Granville Jct 115kV | Yes | A | Y
Eversource Energy Service Company | Ever-WMA | 1858-NU-A |  | Line | Franconia 115kV | 115 | 1858 (A) CT/MA State Line 115kV | Yes | A | Y
Eversource Energy Service Company | Ever-WMA | 1858-NU-C |  | Line | 1858 (B) CT/MA State Line 115kV | 115 | 1858 (C ) CT/MA State Line 115kV | Yes | A | Y
Eversource Energy Service Company | Ever-WMA | 1858-NU-E |  | Line | 1858 (D) CT/MA State Line 115kV | 115 | South Agawam 115kV | Yes | A | Y
Eversource Energy Service Company | Ever-WMA | 1904-NU |  | Line | Piper 115kV | 115 | 1904 border Piper (NU) / Memorial (Chicopee) 115kV | Yes | A | Y
Eversource Energy Service Company | Ever-WMA | 1976-NU-B |  | Line | 1976 Border Scitico (NU) / W.Hampden (NEP) 115kV | 115 | 1976 CT/MA State Line 115kV | Yes | A | Y
Eversource Energy Service Company | Ever-WMA | 1981 |  | Line | Elm 115kV | 115 | Atwater 115KV | Yes | A | Y
Eversource Energy Service Company | Ever-WMA | 301-NU |  | Line | Ludlow 345kV | 345 | 301 Border Carpenter Hill (NEP) / Ludlow (NU) 345kV | Yes | A | Y
Eversource Energy Service Company | Ever-WMA | 3419-NU-B |  | Line | Ludlow 345kV | 345 | 3419 NU CT/MA State Line 345kV | Yes | A | Y
Eversource Energy Service Company | Ever-WMA | 381-NU-A |  | Line | Northfield 345kV | 345 | 381 Border Northfield (NU) / MA/NH State Line 345kV | Yes | A | Y
Eversource Energy Service Company | Ever-WMA | 393-NU |  | Line | Berkshire 18C 345kV | 345 | 393 Border Berkshire (NU) / Alps (NIMO) 345kV | Yes | A | Y
Eversource Energy Service Company | Ever-WMA | F132-1 |  | Line | Partridge Tap 115kV | 115 | Doreen North 115kV | Yes | A | Y
Eversource Energy Service Company | Ever-WMA | F132-2-NU |  | Line | Partridge Tap 115kV | 115 | F-132 Border Adams (NEP) / Partridge (NU) 115kV | Yes | A | Y
Eversource Energy Service Company | Ever-EMA | 115 |  | Line | Barnstable Sta#958 | 115 | West Barnstable Sta#921 | Yes | A | Y
Eversource Energy Service Company | Ever-EMA | 116 |  | Line | Brook St Sta#727 | 115 | Carver Sta#726 | Yes | A | Y
Eversource Energy Service Company | Ever-EMA | 117 |  | Line | Kingston Sta #735 | 115 | Brook Street | Yes | A | Y
Eversource Energy Service Company | Ever-EMA | 120 |  | Line | Bourne Sta#917 | 115 | Canal Sta#980 | Yes | A | Y
Eversource Energy Service Company | Ever-EMA | 121 |  | Line | Bourne Sta#917 | 115 | Canal Sta#980 | Yes | A | Y
Eversource Energy Service Company | Ever-EMA | 126 |  | Line | Bourne Sta#917 | 115 | Canal Sta#980 | Yes | A | Y
Eversource Energy Service Company | Ever-EMA | 127 |  | Line | Carver Sta#726 | 115 | SEMASS SW Sta#718 | Yes | A | Y
Eversource Energy Service Company | Ever-EMA | 128 |  | Line | SEMass Switching Sta #718 | 115 | Tremont Sta#713 | Yes | A | Y
Eversource Energy Service Company | Ever-EMA | 134 |  | Line | Tremont Sta#713 | 115 | Carver Sta#726 | Yes | A | Y
Eversource Energy Service Company | Ever-EMA | 135 |  | Line | Barnstable Sta#958 | 115 | West Barnstable Sta#921 | Yes | A | Y
Eversource Energy Service Company | Ever-EMA | 137 |  | Line | Mashpee Sta#946 | 115 | West Barnstable Sta#921 | Yes | A | Y
Eversource Energy Service Company | Ever-EMA | 147 |  | Line | Kingston Sta #735 | 115 | Carver | Yes | A | Y
Eversource Energy Service Company | Ever-EMA | 191 |  | Line | Kingston Sta #735 | 115 | Auburn Street Sta#451(NGRID Station) | Yes | A | Y
Eversource Energy Service Company | Ever-EMA | 191-1 |  | Line | Kingston Sta #735 | 115 | Auburn Street Sta#451(NGRID Station) | Yes | A | Y
Eversource Energy Service Company | Ever-EMA | 194 |  | Line | Brook St Sta#727 | 115 | Auburn Street Sta (NGRID) | Yes | A | Y
Eversource Energy Service Company | Ever-EMA | 316 |  | Line | Holbrook Sta #478 | 345 | Stoughton Sta#330 | Yes | A | Y
Eversource Energy Service Company | Ever-EMA | 319 |  | Line | Lexington Station #320 | 345 | Woburn Sta#211 | Yes | A | Y
Eversource Energy Service Company | Ever-EMA | 322 |  | Line | Canal Sta#980 | 345 | Carver Sta#726 | Yes | A | Y
Eversource Energy Service Company | Ever-EMA | 323 |  | Line | West Medway Sta#446 | 345 | Milbury Sta (NGRID) | Yes | A | Y
Eversource Energy Service Company | Ever-EMA | 324 |  | Line | Kingston Street Sta#514T | 345 | Mystic Sta#250 | Yes | A | Y
Eversource Energy Service Company | Ever-EMA | 325 |  | Line | West Medway Sta#446 | 345 | West Walpole Sta#447 | Yes | A | Y
Eversource Energy Service Company | Ever-EMA | 331 |  | Line | Carver Sta#726 | 345 | West Walpole Sta#447 | Yes | A | Y
Eversource Energy Service Company | Ever-EMA | 335 |  | Line | Holbrook Sta #478 | 345 | Auburn Street (NGRID) | Yes | A | Y
Eversource Energy Service Company | Ever-EMA | 338 |  | Line | Woburn Station #211 | 345 | Tewksbury Sta#217(NGRID) | Yes | A | Y
Eversource Energy Service Company | Ever-EMA | 344 |  | Line | West Medway Sta#446 | 345 | Bridgewater Sta (NGRID) | Yes | A | Y
Eversource Energy Service Company | Ever-EMA | 346 |  | Line | North Cambridge Station#509 | 345 | Woburn Sta#211 | Yes | A | Y
Eversource Energy Service Company | Ever-EMA | 351 |  | Line | Mystic Station #250 | 345 | North Cambridge Sta#509 | Yes | A | Y
Eversource Energy Service Company | Ever-EMA | 355 |  | Line | Pilgrim Switchyard Sta#650 | 345 | Carver Sta#726 | Yes | A | Y
Eversource Energy Service Company | Ever-EMA | 356 |  | Line | Bridgwater (NGRID) | 345 | Carver Sta#726 | Yes | A | Y
Eversource Energy Service Company | Ever-EMA | 357 |  | Line | West Medway Sta#446 | 345 | Milbury Sta (NGRID) | Yes | A | Y
Eversource Energy Service Company | Ever-EMA | 358 |  | Line | Mystic Station #250 | 345 | North Cambridge Sta#509 | Yes | A | Y
Eversource Energy Service Company | Ever-EMA | 365 |  | Line | North Cambridge Station#509 | 345 | Woburn Sta#211 | Yes | A | Y
Eversource Energy Service Company | Ever-EMA | 372 |  | Line | Kingston Street Sta#514T | 345 | Mystic Sta#250 | Yes | A | Y
Eversource Energy Service Company | Ever-EMA | 389 |  | Line | West Medway Sta#446 | 345 | West Walpole Sta#447 | Yes | A | Y
Eversource Energy Service Company | Ever-EMA | 399 |  | Line | Carver Sta#726 | 345 | West Barnstable Sta#921 | Yes | A | Y
Eversource Energy Service Company | Ever-EMA | 3136 |  | Line | Woburn | 345 | Wakefield Jct (NGRID) | Yes | A | Y
Eversource Energy Service Company | Ever-EMA | 3161 |  | Line | Stoughton Sta #330 | 345 | West Walpole Sta#447 | Yes | A | Y
Eversource Energy Service Company | Ever-EMA | 3162 |  | Line | K St Sta#385 | 345 | Stoughton Sta#330 | Yes | A | Y
Eversource Energy Service Company | Ever-EMA | 3163 |  | Line | K St Sta#385 | 345 | Stoughton Sta#330 | Yes | A | Y
Eversource Energy Service Company | Ever-EMA | 3164 |  | Line | Hyde Park Sta#496 | 345 | Stoughton Sta#330 | Yes | A | Y
Eversource Energy Service Company | Ever-EMA | 3196 |  | Line | Ludlow 345kV | 345 | Agawam 345kV | Yes | A | Y
Eversource Energy Service Company | Ever-EMA | 3361 |  | Line | Blackstone Sta#309 | 345 | Sherman Road (NGRID) | Yes | A | Y
Eversource Energy Service Company | Ever-EMA | 3520 |  | Line | West Medway Sta#446 | 345 | Bellingham Sta(NGRID) | Yes | A | Y
Eversource Energy Service Company | Ever-EMA | 107-1 |  | Line | Bourne Sta#917 | 115 | OTIS Sta#915 | Yes | A | Y
Eversource Energy Service Company | Ever-EMA | 107-2 |  | Line | Falmouth Tap Sta#924 | 115 | OTIS Sta#915 | Yes | A | Y
Eversource Energy Service Company | Ever-EMA | 108-1 |  | Line | Tremont Sta#713 | 115 | Wareham Sta#714 | Yes | A | Y
Eversource Energy Service Company | Ever-EMA | 108-2 |  | Line | Valley 108 Sta# 715 | 115 | Wareham Sta#714 | Yes | A | Y
Eversource Energy Service Company | Ever-EMA | 108-4 |  | Line | Bourne Sta#917 | 115 | Horsepond Tap 108 | Yes | A | Y
Eversource Energy Service Company | Ever-EMA | 108-5 |  | Line | Valley 108 Sta# 715 | 115 | Horse Pond Tap 108 | Yes | A | Y
Eversource Energy Service Company | Ever-EMA | 110-510-2 |  | Line | Colburn Street Sta #350 | 115 | Washington Tap 110-510 (Not Station) | Yes | A | Y
Eversource Energy Service Company | Ever-EMA | 110-510-3 |  | Line | Brighton Sta #329 | 115 | Washington Tap 110-510 (Not Station) | Yes | A | Y
Eversource Energy Service Company | Ever-EMA | 110-510-4 |  | Line | Baker Street Sta#110 | 115 | Washington Tap 110-510 (Not Station) | Yes | A | Y
Eversource Energy Service Company | Ever-EMA | 110-511-2 |  | Line | Colburn Street Sta #350 | 115 | Washington Tap 110-511(Not Station) | Yes | A | Y
Eversource Energy Service Company | Ever-EMA | 110-511-3 |  | Line | Brighton Sta #329 | 115 | Washington Tap 110-511(Not Station) | Yes | A | Y
Eversource Energy Service Company | Ever-EMA | 110-511-4 |  | Line | Baker Street Sta#110 | 115 | Washington Tap 110-511 (Not Station) | Yes | A | Y
Eversource Energy Service Company | Ever-EMA | 110-522 |  | Line | Baker Street Sta#110 | 115 | Needham Sta#148 | Yes | A | Y
Eversource Energy Service Company | Ever-EMA | 111-1 |  | Line | High Hill Sta #644 | 115 | Industrial Park Sta# 636 | Yes | A | Y
Eversource Energy Service Company | Ever-EMA | 112-1 |  | Line | Rochester 112 Sta#745 | 115 | Tremont Sta#713 | Yes | A | Y
Eversource Energy Service Company | Ever-EMA | 112-2 |  | Line | Rochester 112 Sta#745 | 115 | Crystal Spring Tap 112(Not Station) | Yes | A | Y
Eversource Energy Service Company | Ever-EMA | 112-3 |  | Line | Crystal Spring Tap 112(Not Station) | 115 | Industrial Park Tap 112 (Not Station) | Yes | A | Y
Eversource Energy Service Company | Ever-EMA | 112-4 |  | Line | Industrial Park Sta#636 | 115 | Industrial Park Tap(Not Station) | Yes | A | Y
Eversource Energy Service Company | Ever-EMA | 112-5 |  | Line | Wing Lane Sta. #624 | 115 | Industrial Park Tap 112 (Not Station) | Yes | A | Y
Eversource Energy Service Company | Ever-EMA | 112-7 |  | Line | Acushnet Sta #612 | 115 | Wing Lane Sta. #624 | Yes | A | Y
Eversource Energy Service Company | Ever-EMA | 113-1 |  | Line | Tremont Sta#713 | 115 | Wareham Sta#714 | Yes | A | Y
Eversource Energy Service Company | Ever-EMA | 113-2 |  | Line | Valley Sta# 715 | 115 | Wareham Sta#714 | Yes | A | Y
Eversource Energy Service Company | Ever-EMA | 113-3 |  | Line | Valley Sta# 715 | 115 | Horse Pond Tap 113 | Yes | A | Y
Eversource Energy Service Company | Ever-EMA | 113-4 |  | Line | Bourne Sta#917 | 115 | Horse Pond Tap 113 | Yes | A | Y
Eversource Energy Service Company | Ever-EMA | 114-1 |  | Line | Tremont Sta#713 | 115 | Rochester 114 Sta#745 | Yes | A | Y
Eversource Energy Service Company | Ever-EMA | 114-2 |  | Line | Crystal Spring Tap 114(Not Station) | 115 | Rochester 114 Sta#745 | Yes | A | Y
Eversource Energy Service Company | Ever-EMA | 114-3 |  | Line | Crystal Spring Tap 114(Not Station) | 115 | Wing Lane 114 Sta#624 | Yes | A | Y
Eversource Energy Service Company | Ever-EMA | 114-4 |  | Line | Acushnet Sta #612 | 115 | Wing Lane 114 Sta #624 | Yes | A | Y
Eversource Energy Service Company | Ever-WMA | 1161-1 |  | Line | Doreen South 115kV | 115 | Oswald Jct 115kV | Yes | A | Y
Eversource Energy Service Company | Ever-WMA | 1161-2 |  | Line | Oswald Jct 115kV | 115 | Oswald 115kV | Yes | A | Y
Eversource Energy Service Company | Ever-WMA | 1161-3 |  | Line | Oswald Jct 115kV | 115 | Woodland 115kV | Yes | A | Y
Eversource Energy Service Company | Ever-EMA | 117-1 |  | Line | Brook St Sta#727 | 115 | Kingston Sta#735 | Yes | A | Y
Eversource Energy Service Company | Ever-EMA | 117-502-1 |  | Line | Holbrook | 115 | Canton | Yes | A | Y
Eversource Energy Service Company | Ever-EMA | 117-502-2 |  | Line | Sharon | 115 | Canton | Yes | A | Y
Eversource Energy Service Company | Ever-EMA | 117-508-1 |  | Line | South Randolph (NGRID Station) | 115 | Holbrook | Yes | A | Y
Eversource Energy Service Company | Ever-EMA | 117-508-2 |  | Line | South Randolph (NGRID Station) | 115 | Canton Tap (Not a Station) | Yes | A | Y
Eversource Energy Service Company | Ever-EMA | 117-508-4 |  | Line | Sharon | 115 | Canton Tap (Not a Station) | Yes | A | Y
Eversource Energy Service Company | Ever-EMA | 117-509-1 |  | Line | South Randolph (NGRID Station) | 115 | Holbrook | Yes | A | Y
Eversource Energy Service Company | Ever-EMA | 117-509-2 |  | Line | Sharon | 115 | South Randolph (NGRID Station) | Yes | A | Y
Eversource Energy Service Company | Ever-WMA | 1205-NU |  | Line | Ludlow 115kV | 115 | 1205 Border Ludlow (NU) / W.Hampden (NEP) 115kV | Yes | A | Y
Eversource Energy Service Company | Ever-WMA | 1211-A |  | Line | Doreen South 115kV | 115 | North UHV S/S Tap 115kV | Yes | A | Y
Eversource Energy Service Company | Ever-WMA | 1211-B |  | Line | Oswald 115kV | 115 | North UHV S/S Tap 115kV | Yes | A | Y
Eversource Energy Service Company | Ever-EMA | 122-1 |  | Line | Bourne Sta#917 | 115 | Pave Paws Sta | Yes | A | Y
Eversource Energy Service Company | Ever-EMA | 122-2 |  | Line | Pave Paws Sta | 115 | Sandwich Sta#916 | Yes | A | Y
Eversource Energy Service Company | Ever-EMA | 122-3 |  | Line | Oak Str Sta#920 | 115 | Sandwich Sta#916 | Yes | A | Y
Eversource Energy Service Company | Ever-EMA | 122-4 |  | Line | Barnstable Sta#958 | 115 | Oak Street Sta#920 | Yes | A | Y
Eversource Energy Service Company | Ever-EMA /NGRID | 128-518 |  | Line | Chelsea Sta #488 | 115 | Revere Sta#128 (NGRID) | Yes | A | Y
Eversource Energy Service Company | Ever-WMA | 1356-NU |  | Line | Fairmont 115kV | 115 | 1356 Border North Canal (HG+E) / Fairmont (NU) 115kV | Yes | A | Y
Eversource Energy Service Company | Ever-EMA | 136-2 |  | Line | Falmouth Tap Sta#924 | 115 | Hatchville Sta#936 | Yes | A | Y
Eversource Energy Service Company | Ever-EMA | 136-3 |  | Line | Hatchville Sta #936 | 115 | Mashpee Sta#946 | Yes | A | Y
Eversource Energy Service Company | Ever-WMA | 1394-NU-B |  | Line | 1394 CT/MA State Line 115kV | 115 | Franconia 115kV | Yes | A | Y
Eversource Energy Service Company | Ever-EMA | 148-522XY |  | Line | Dover Sta #456 | 115 | Needham Sta#148 | Yes | A | Y
Eversource Energy Service Company | Ever-WMA | 1638-NU |  | Line | Fairmont 115kV | 115 | 1638 border Fairmont (NU) / Memorial (Chicopee) 115kV | Yes | A | Y
Eversource Energy Service Company | Ever-EMA | 201-501 / (D-130 NGRID end) |  | Line | Medway Sta #65 | 115 | Depot Street Tap 201-501(Not Station) | Yes | A | Y
Eversource Energy Service Company | Ever-EMA /NGRID | 201-502/C-129N-2 (NSTAR section) |  | Line | Depot Street Tap | 115 | Beaver Pond Sta #344 | Yes | A | Y
Eversource Energy Service Company | Ever-EMA /NGRID | 211-503/M-139 ( NGRID end) |  | Line | Woburn Station #211 | 115 | N.Woburn Tap 211-503(Not Station) | Yes | A | Y
Eversource Energy Service Company | Ever-EMA /NGRID | 211-503/M-139 ( NGRID end) |  | Line | N.Woburn Tap 211-503(Not Station) | 115 | Pinehurst Tap (NGRID) | Yes | A | Y
Eversource Energy Service Company | Ever-EMA | 211-503-2 |  | Line | Reading Tap 211-503(Not Station) | 115 | N.Woburn Tap 211-503(Not Station) | No | A | Y
Eversource Energy Service Company | Ever-EMA | 211-503-4 |  | Line | Reading Municipal Sta#494 | 115 | Reading Tap 211-503(Not Station) | No | A | Y
Eversource Energy Service Company | Ever-EMA | 211-504/N-140 (NGRID end) |  | Line | Woburn Station #211 | 115 | N.Woburn Tap 211-504(Not Station) | Yes | A | Y
Eversource Energy Service Company | Ever-EMA /NGRID | 211-504/N-140 (NGRID end) |  | Line | N.Woburn Tap 211-504(Not Station) | 115 | Pinehurst Tap (NGRID) | Yes | A | Y
Eversource Energy Service Company | Ever-EMA | 211-504-2 |  | Line | Reading Tap 211-504(Not Station) | 115 | N.Woburn Tap 211-504(Not Station) | No | A | Y
Eversource Energy Service Company | Ever-EMA | 211-504-4 |  | Line | Reading Municipal Sta#494 | 115 | Reading Tap 211-504(Not Station) | No | A | Y
Eversource Energy Service Company | Ever-EMA | 211-508 |  | Line | Burlington Station # 391 | 115 | Woburn Sta#211 | Yes | A | Y
Eversource Energy Service Company | Ever-EMA | 211-514X |  | Line | Mystic Station #248 | 115 | Woburn Sta#209 | Yes | A | Y
Eversource Energy Service Company | Ever-EMA | 211-514Y |  | Line | Mystic Station #249 | 115 | Woburn Sta#210 | Yes | A | Y
Eversource Energy Service Company | Ever-EMA | 211-514 |  | Line | Mystic Station #250 | 115 | Woburn Sta#211 | Yes | A | Y
Eversource Energy Service Company | Ever-EMA | 240-508 |  | Line | Framingham Sta #240 | 115 | Sherborn Sta#274 | Yes | A | Y
Eversource Energy Service Company | Ever-EMA | 240-510-1 |  | Line | Baker Street Sta#110 | 115 | Needham Tap 240-510(Not Station) | Yes | A | Y
Eversource Energy Service Company | Ever-EMA | 240-510-2 |  | Line | Framingham Sta #240 | 115 | Needham Tap 240-510(Not Station) | Yes | A | Y
Eversource Energy Service Company | Ever-EMA | 240-510-3 |  | Line | Needham Sta #148 | 115 | Needham Tap 240-510(Not Station) | Yes | A | Y
Eversource Energy Service Company | Ever-EMA | 240-601 |  | Line | Framingham Sta #240 | 230 | W.Medway Sta#446 | Yes | A | Y
Eversource Energy Service Company | Ever-EMA | 274-509-1 |  | Line | Medway Sta #65 | 115 | Holliston Tap | Yes | A | Y
Eversource Energy Service Company | Ever-EMA | 274-509-2 |  | Line | Holliston Tap | 115 | Sherborn Sta#274 | Yes | A | Y
Eversource Energy Service Company | Ever-EMA | 282-507 |  | Line | Sudbury Sta #342 | 115 | Waltham Sta#282 | Yes | A | Y
Eversource Energy Service Company | Ever-EMA | 282-520-1 |  | Line | Electric Ave Sta.#315 | 115 | Watertown | Yes | A | Y
Eversource Energy Service Company | Ever-EMA | 282-520-2 |  | Line | Waltham Sta #282 | 115 | Watertown Sta#467 | Yes | A | Y
Eversource Energy Service Company | Ever-EMA | 282-521-1 |  | Line | Electric Ave Sta.#315 | 115 | Watertown | Yes | A | Y
Eversource Energy Service Company | Ever-EMA | 282-521-2 |  | Line | Waltham Sta #282 | 115 | Watertown Sta#467 | Yes | A | Y
Eversource Energy Service Company | Ever-EMA | 282-602 |  | Line | Sudbury Sta #342 | 230 | Waltham Sta #282 | Yes | A | Y
Eversource Energy Service Company | Ever-EMA | 320-507-1 |  | Line | Trapelo Road Sta #450 | 115 | Waltham Sta#282 | Yes | A | Y
Eversource Energy Service Company | Ever-EMA | 320-507-2 |  | Line | Trapelo Road Sta #450 | 115 | Lexington Sta#320 | Yes | A | Y
Eversource Energy Service Company | Ever-EMA | 320-508 |  | Line | Trapelo Road Sta #450 | 115 | Lexington Sta#320 | Yes | A | Y
Eversource Energy Service Company | Ever-EMA | 3216-NU-C |  | Line | 3216 Border NU CT/MA State Line 345kV | 345 | Agawam 345kV | Yes | A | Y
Eversource Energy Service Company | Ever-EMA | 329-512-1 |  | Line | Carver Street Sta #71 | 115 | Scotia Street Sta#492 | Yes | A | Y
Eversource Energy Service Company | Ever-EMA | 329-512-2 |  | Line | Brighton Sta #329 | 115 | Scotia Street Sta#492 | Yes | A | Y
Eversource Energy Service Company | Ever-EMA | 329-513-1 |  | Line | Carver Street Sta #71 | 115 | Scotia Street Sta#492 | Yes | A | Y
Eversource Energy Service Company | Ever-EMA | 329-513-2 |  | Line | Brighton Sta #329 | 115 | Scotia Street Sta#492 | Yes | A | Y
Eversource Energy Service Company | Ever-EMA | 329-520 |  | Line | Brighton Sta #329 | 115 | Electric Ave Sta.#315 | Yes | A | Y
Eversource Energy Service Company | Ever-EMA | 329-521 |  | Line | Brighton Sta #329 | 115 | Electric Ave Sta.#315 | Yes | A | Y
Eversource Energy Service Company | Ever-EMA | 329-530 |  | Line | Brighton Sta #329 | 115 | Belmont Muni - Blair Pond Sta.#8021 | Yes | A | Y
Eversource Energy Service Company | Ever-EMA | 329-531 |  | Line | Brighton Sta #329 | 115 | North Cambridge Sta#509 | Yes | A | Y
Eversource Energy Service Company | Ever-EMA | 336-1 |  | Line | Blackstone Sta#309 | 345 | N.E.A Bellingham Tap (Not Station) | Yes | A | Y
Eversource Energy Service Company | Ever-EMA | 336-2 |  | Line | West Medway Sta#446 | 345 | NEA Bellingham Tap (Not Station) | Yes | A | Y
Eversource Energy Service Company | Ever-EMA | 342-1 |  | Line | Jordan Road Tap (Not Station) | 345 | Auburn Street (NGRID) | Yes | A | Y
Eversource Energy Service Company | Ever-EMA | 342-2 |  | Line | Canal Sta#980 | 345 | Jordan Road Tap (Not Station) | Yes | A | Y
Eversource Energy Service Company | Ever-EMA | 342-3 |  | Line | Pilgrim Switchyard Sta#650 | 345 | Jordan Road Tap (Not Station) | Yes | A | Y
Eversource Energy Service Company | Ever-EMA | 342-507 |  | Line | Speen St Framingham Sta # 433 | 115 | Sudbury Sta#342 | Yes | A | Y
Eversource Energy Service Company | Ever-EMA | 342-603 |  | Line | West Medway Sta#446 | 230 | Sudbury Sta #342 | Yes | A | Y
Eversource Energy Service Company | Ever-EMA | 349X |  | Line | Mystic Station #250 | 345 | Golden Hills (NGRID) | Yes | A | Y
Eversource Energy Service Company | Ever-EMA | 349Y |  | Line | Mystic Station #250 | 345 | Golden Hills (NGRID) | Yes | A | Y
Eversource Energy Service Company | Ever-EMA/National Grid USA | 384-501 |  | Line | Hudson Head | 115 | Sudbury | Yes | A | Y
Eversource Energy Service Company | Ever-EMA | 385-510-1 |  | Line | High Street Sta #53 | 115 | K Street Sta#385 | Yes | A | Y
Eversource Energy Service Company | Ever-EMA | 385-510-2 |  | Line | High Street Sta #53 | 115 | Kingston Street Sta#514N | Yes | A | Y
Eversource Energy Service Company | Ever-EMA | 385-510-3 |  | Line | Kingston Street Sta#514T | 115 | Kingston Street Sta#514N | Yes | A | Y
Eversource Energy Service Company | Ever-EMA | 385-511-1 |  | Line | High Street Sta #53 | 115 | K Street Sta#385 | Yes | A | Y
Eversource Energy Service Company | Ever-EMA | 385-511-2 |  | Line | High Street Sta #53 | 115 | Kingston Street Sta#514N | Yes | A | Y
Eversource Energy Service Company | Ever-EMA | 385-511-3 |  | Line | Kingston Street Sta#514T | 115 | Kingston Street Sta#514N | Yes | A | Y
Eversource Energy Service Company | Ever-EMA | 385-512 |  | Line | K St Sta#385 | 115 | Kingston Street Sta#514T | Yes | A | Y
Eversource Energy Service Company | Ever-EMA | 385-513 |  | Line | K St Sta#385 | 115 | Kingston Street Sta#514T | Yes | A | Y
Eversource Energy Service Company | Ever-EMA | 391-508 |  | Line | Burlington Station # 391 | 115 | Hartwell Sta#533 | Yes | A | Y
Eversource Energy Service Company | Ever-EMA /NGRID | 423-515/ O-167(Mystic to OH/UG transition) |  | Line | Mystic Station #250 | 115 | Everett Sta#423(NGRID) | Yes | A | Y
Eversource Energy Service Company | Ever-EMA | 433-507 |  | Line | Framingham Sta #240 | 115 | Speen Street Sta#433 | Yes | A | Y
Eversource Energy Service Company | Ever-EMA | 447-502-1 |  | Line | Norwood | 115 | Sharon | Yes | A | Y
Eversource Energy Service Company | Ever-EMA | 447-502-3 |  | Line | Walpole | 115 | Norwood | Yes | A | Y
Eversource Energy Service Company | Ever-EMA | 447-502-4 |  | Line | Walpole | 115 | West Walpole | Yes | A | Y
Eversource Energy Service Company | Ever-EMA | 447-508-3 |  | Line | Walpole Sta #146 | 115 | Sharon | Yes | A | Y
Eversource Energy Service Company | Ever-EMA | 447-508-4 |  | Line | Walpole Sta #146 | 115 | West Walpole Sta#447 | Yes | A | Y
Eversource Energy Service Company | Ever-EMA | 447-509-2 |  | Line | Norwood | 115 | Sharon | Yes | A | Y
Eversource Energy Service Company | Ever-EMA | 447-509-3 |  | Line | Walpole Sta #146 | 115 | Norwood Tap 447-509 (Not Station) | Yes | A | Y
Eversource Energy Service Company | Ever-EMA | 447-509-4 |  | Line | Walpole Sta #146 | 115 | West Walpole Sta#447 | Yes | A | Y
Eversource Energy Service Company | Ever-EMA | 450-508 |  | Line | Trapelo Road Sta #450 | 115 | Waltham Sta#282 | Yes | A | Y
Eversource Energy Service Company | Ever-EMA | 451-536 |  | Line | Holbrook Sta #478 | 115 | Holbrook Tap (Not Station) | Yes | A | Y
Eversource Energy Service Company | Ever-EMA | 451-536-2 |  | Line | Holbrook Tap (Not a Station) | 115 | Auburn Street Sta#451(NGRID Station) | Yes | A | Y
Eversource Energy Service Company | Ever-EMA | 455-507 |  | Line | Sherborn Sta #274 | 115 | West Framingham Sta#455 | Yes | A | Y
Eversource Energy Service Company | Ever-EMA | 456-522 |  | Line | Dover Sta #456 | 115 | West Walpole Sta#447 | Yes | A | Y
Eversource Energy Service Company | Ever-EMA | 478-502 |  | Line | Holbrook Sta #478 | 115 | Swift Beach Tap (Not a Station) | Yes | A | Y
Eversource Energy Service Company | Ever-EMA | 478-502-1 |  | Line | Edgar Sta #150 | 115 | Swift Beach Tap (Not a Station) | Yes | A | Y
Eversource Energy Service Company | Ever-EMA/Braintree | 478-502-4 |  | Line | Swift Beach Tap (Not a Station) | 115 | Swift Beach #11 (Braintree Municipal) | Yes | A | Y
Eversource Energy Service Company | Ever-EMA | 478-503-1 |  | Line | Edgar Sta #150 | 115 | East Weymouth Tap 478-503(Not a Station) | Yes | A | Y
Eversource Energy Service Company | Ever-EMA | 478-503-3 |  | Line | Holbrook Sta #478 | 115 | East Weymouth Tap 478-503(Not a Station) | Yes | A | Y
Eversource Energy Service Company | Ever-EMA | 478-508-1 |  | Line | Edgar Sta #150 | 115 | East Weymouth Tap 478-508 (Not a Station) | Yes | A | Y
Eversource Energy Service Company | Ever-EMA | 478-508-3 |  | Line | Holbrook Sta #478 | 115 | East Weymouth Tap 478-508 (Not a Station) | Yes | A | Y
Eversource Energy Service Company | Ever-EMA | 478-509-1 |  | Line | Edgar Sta #150 | 115 | Mid Weymouth Tap (Not a Station) | Yes | A | Y
Eversource Energy Service Company | Ever-EMA | 478-509-2 |  | Line | Holbrook Sta #478 | 115 | Grove Street Tap (Not Station) | Yes | A | Y
Eversource Energy Service Company | Ever-EMA | 478-509-3 |  | Line | Mid Weymouth Tap (Not a Station) | 115 | Grove Street Tap (Not Station) | Yes | A | Y
Eversource Energy Service Company | Ever-EMA/Braintree | 478-509-4 |  | Line | Grove Street Sta#476 (Braintree Municipal) | 115 | Grove Street Tap (Not Station) | Yes | A | Y
Eversource Energy Service Company | Ever-EMA /NGRID | 488-519 |  | Line | Chelsea Sta #488 | 115 | Mystic Sta#250 | Yes | A | Y
Eversource Energy Service Company | Ever-EMA /NGRID | 488-518-1 |  | Line | Mystic Sta#250 | 115 | Hendersonville | Yes | A | Y
Eversource Energy Service Company | Ever-EMA /NGRID | 488-518-2 |  | Line | Hendersonville | 115 | Chelsea Sta #488 | Yes | A | Y
Eversource Energy Service Company | Ever-WMA | 1242-3 |  | Line | Montague | 115 | Ashfield | Yes | A | Y
Eversource Energy Service Company | Ever-EMA | 496-528 |  | Line | Baker Street Sta#110 | 115 | Hyde Park Sta#496 | Yes | A | Y
Eversource Energy Service Company | Ever-EMA | 496-529 |  | Line | Baker Street Sta#110 | 115 | Hyde Park Sta#496 | Yes | A | Y
Eversource Energy Service Company | Ever-EMA | 509-530 |  | Line | Belmont Muni - Blair Pond Sta.#8021 | 115 | North Cambridge Sta#509 | Yes | A | Y
Eversource Energy Service Company | Ever-EMA /NGRID | 513-507/ D-156 (NGRID end) |  | Line | West Framingham Sta #455 | 115 | Northboro Road Sta#513 (NGRID) | Yes | A | Y
Eversource Energy Service Company | Ever-EMA | 514-510 |  | Line | Colburn Street Sta #350 | 115 | Kingston Street Sta#514T | Yes | A | Y
Eversource Energy Service Company | Ever-EMA | 514-511 |  | Line | Colburn Street Sta #350 | 115 | Kingston Street Sta#514T | Yes | A | Y
Eversource Energy Service Company | Ever-EMA | 514-512 |  | Line | Kingston Street Sta#514T | 115 | Carver Street Sta#71 | Yes | A | Y
Eversource Energy Service Company | Ever-EMA | 514-513 |  | Line | Kingston Street Sta#514T | 115 | Carver Street Sta#71 | Yes | A | Y
Eversource Energy Service Company | Ever-EMA | 533-508 |  | Line | Hartwell Ave Lexington Sta #533 | 115 | Lexington Sta#320 | Yes | A | Y
Eversource Energy Service Company | Ever-EMA | 65-502 |  | Line | Medway Sta #65 | 115 | West Walpole Sta#447 | Yes | A | Y
Eversource Energy Service Company | Ever-EMA | 65-508 |  | Line | Medway Sta #65 | 115 | West Walpole Sta#447 | Yes | A | Y
Eversource Energy Service Company | Ever-EMA | D 21 |  | Line | Bell Rock Sta # 661(NGRID) | 115 | High Hill Sta#644 | Yes | A | Y
Eversource Energy Service Company | Ever-WMA | X176-1-NU |  | Line | Ludlow 115kV | 115 | X-176 Border Ludlow (NU) / Thorndike (NEP) 115kV | Yes | A | Y
Eversource Energy Service Company | Ever-WMA | Y177-1-NU |  | Line | Montague 115kV | 115 | Y-177 Border Montague (NU) / Mass Yankee/Sherman (NEP) 115kV | Yes | A | Y
Eversource Energy Service Company | Ever-NH | 307 |  | Line | Deerfield NH 345kV | 345 | Eliot ME 345kV | Yes | A | Y
Eversource Energy Service Company | Ever-NH | 363 |  | Line | Scobie Pond 345kV | 345 | 363 Border Seabrook (NHT) / Scobie (NU) 345kV | Yes | A | Y
Eversource Energy Service Company | Ever-NH | 367 |  | Line | Amherst NH 345kV | 345 | Fitzwilliam 345kV | Yes | A | Y
Eversource Energy Service Company | Ever-NH | 373 |  | Line | Deerfield NH 345kV | 345 | Scobie Pond 345kV | Yes | A | Y
Eversource Energy Service Company | Ever-NH | 380 |  | Line | Scobie Pond 345kV | 345 | Eagle 345kV | Yes | A | Y
Eversource Energy Service Company | Ever-NH | 3124 |  | Line | Tewksbury (NEP) | 345 | Scobie | Yes | A | Y
Eversource Energy Service Company | Ever-NH | 3135 |  | Line | Newington NH 345kV | 345 | Timber Swamp 345kV | Yes | A | Y
Eversource Energy Service Company | Ever-NH | 3176 |  | Line | Newington NH 345kV | 345 | Eliot ME 345kV | Yes | A | Y
Eversource Energy Service Company | Ever-NH | 3195 |  | Line | Eagle 345kV | 345 | Amherst NH 345kV | Yes | A | Y
Eversource Energy Service Company | Ever-NH | 197-NU |  | Line | Three Rivers R169/K197 115kV | 115 | 197/K197 Border Three Rivers (PSNH) / Quaker Hill (CMP) 115kV | Yes | A | Y
Eversource Energy Service Company | Ever-NH | 214-3-NU |  | Line | Saco Valley 115kV | 115 | 214 Border Saco Valley (CMP) / Lovell (PSNH) 115kV | Yes | A | Y
Eversource Energy Service Company | Ever-NH | 250-NU |  | Line | 250/K250 Border Three Rivers (PSNH) / Maguire (CMP) 115kV | 115 | Three Rivers N133/K250 115kV | Yes | A | Y
Eversource Energy Service Company | Ever-NH | 3022-NU |  | Line | Eliot ME 345kV | 345 | 3022 Border Maguire (CMP) / Eliot ME (PSNH/NU) 345kV | Yes | A | Y
Eversource Energy Service Company | Ever-NH | 326-1 |  | Line | Scobie Pond 345kV | 345 | Scobie Pond | Yes | A | Y
Eversource Energy Service Company | Ever-NH | 326-2-NU |  | Line | Lawrence Rd 345kV | 345 | 326 Border Sandy Pond (NEP) / Lawrence (PSNH) 345kV | Yes | A | Y
Eversource Energy Service Company | Ever-NH | 369-NU |  | Line | 369 Border Seabrook (NHT) / Timber (NU) 345kV | 345 | Timber Swamp 345kV | Yes | A | Y
Eversource Energy Service Company | Ever-NH | 379-NU |  | Line | Fitzwilliam 345kV | 345 | 379 Border Fitzwilliam (NU) / Vernon VT (VELCO) 345kV | Yes | A | Y
Eversource Energy Service Company | Ever-NH | 381-NU-B |  | Line | 381 Border Northfield (NU) / MA/NH State Line 345kV | 345 | 381 Border Vernon VT (VELCO) / NH/VT State Line 345kV | Yes | A | Y
Eversource Energy Service Company | Ever-NH | 385-NU |  | Line | Deerfield NH 345kV | 345 | 385 Border Buxton (CMP) / DEERFLD (PSNH) 345kV | Yes | A | Y
Eversource Energy Service Company | Ever-NH | 391-NU |  | Line | 391 Border Buxton (CMP) / Scobie (PSNH) 345kV | 345 | Scobie Pond 345kV | Yes | A | Y
Eversource Energy Service Company | Ever-NH | 394-1-NU |  | Line | 394 Border Seabrook (NHT) / NU Border 345kV | 345 | 394 NU Border / West Amesbury (NGRID) 345kV | Yes | A | Y
Eversource Energy Service Company | Ever-NH | 60-NU |  | Line | Littleton NH 115kV | 115 | 60 Border Littleton NH (NU) / St Johnsbury (VELCO) 115kV | Yes | A | Y
Eversource Energy Service Company | Ever-NH | A111 |  | Line | Pemigewasset 115kV | 115 | Webster NH 115kV | Yes | A | Y
Eversource Energy Service Company | Ever-NH | A126 |  | Line | Ocean Rd E194 115kV | 115 | Brentwood NH 115kV | Yes | A | Y
Eversource Energy Service Company | Ever-NH | A152-1 |  | Line | Emerald (Keene NH) 115kV | 115 | Swanzey Tap 115kV | Yes | A | Y
Eversource Energy Service Company | Ever-NH | A152-2A |  | Line | Swanzey Tap 115kV | 115 | Westport 115kV | Yes | A | Y
Eversource Energy Service Company | Ever-NH | A152-2B |  | Line | Westport 115kV | 115 | Chestnut Hill (NH) 115kV | Yes | A | Y
Eversource Energy Service Company | Ever-NH | A164 |  | Line | Weare 115kV | 115 | Jackman 115kV | Yes | A | Y
Eversource Energy Service Company | Ever-NH | A184 |  | Line | Scobie | 115 | Pulpit Rock | Yes | A | Y
Eversource Energy Service Company | Ever-NH | A253-NU |  | Line | Merrimack 230kV | 230 | A253 Border Merrimack (PSNH) / Dunbarton Tap (NEP) 230kV | Yes | A | Y
Eversource Energy Service Company | Ever-NH | B112-1 |  | Line | Tamworth F190 Tap 115kV | 115 | Beebe River 115kV | Yes | A | Y
Eversource Energy Service Company | Ever-NH | B112-2 |  | Line | Tamworth F190 Tap 115kV | 115 | White Lake 115kV | Yes | A | Y
Eversource Energy Service Company | Ever-NH | B143 |  | Line | Greggs 115kV | 115 | Reeds Ferry 115kV | Yes | A | Y
Eversource Energy Service Company | Ever-NH | B154 |  | Line | Eagle | 115 | Eagle | Yes | A | Y
Eversource Energy Service Company | Ever-NH | B172 |  | Line | B172 Tap 115kV | 115 | Pulpit Rock | Yes | A | Y
Eversource Energy Service Company | Ever-NH | B172-1 |  | Line | Scobie Pond 115kV | 115 | B172 Tap 115kV | Yes | A | Y
Eversource Energy Service Company | Ever-NH | C-129 |  | Line | Deerfield NH 115kV | 115 | Eastport NH 115kV | Yes | A | Y
Eversource Energy Service Company | Ever-NH | C189 |  | Line | Farmwood, NH 115kV | 115 | Curtisville | Yes | A | Y
Eversource Energy Service Company | Ever-NH | C196 |  | Line | Merrimack Bus 2 115kV | 115 | Greggs 115kV | Yes | A | Y
Eversource Energy Service Company | Ever-NH | D108 |  | Line | North Keene | 115 | Emerald (Keene NH) 115kV | Yes | A | Y
Eversource Energy Service Company | Ever-NH | D118 |  | Line | Deerfield NH 115kV | 115 | Pine Hill 115kV | Yes | A | Y
Eversource Energy Service Company | Ever-NH | D121 |  | Line | Merrimack Bus 1 115kV | 115 | Eddy 115kV | Yes | A | Y
Eversource Energy Service Company | Ever-NH | D204-3-NU |  | Line | Littleton NH 230kV | 230 | D204-3 Border Littleton NH (NU) / Littleton Tap (NEP) 230kV | Yes | A | Y
Eversource Energy Service Company | Ever-NH | E115-1 |  | Line | Huckins Hill 115kV | 115 | Ashland NH Tap 115kV | Yes | A | Y
Eversource Energy Service Company | Ever-NH | E115-2 |  | Line | Pemigewasset 115kV | 115 | Ashland NH Tap 115kV | Yes | A | Y
Eversource Energy Service Company | Ever-NH | E194 |  | Line | Schiller 115kV | 115 | Ocean Rd E194 115kV | Yes | A | Y
Eversource Energy Service Company | Ever-NH | F107 |  | Line | Madbury 115kV | 115 | Portsmouth 115kV | Yes | A | Y
Eversource Energy Service Company | Ever-NH | F139 |  | Line | Farmwood, NH 115kV | 115 | Webster NH 115kV | Yes | A | Y
Eversource Energy Service Company | Ever-NH | F162 |  | Line | Greggs Reactor 115kV | 115 | Weare 115kV | Yes | A | Y
Eversource Energy Service Company | Ever-NH | F162-IND |  | Line | Greggs 115kV | 115 | Greggs Reactor 115kV | Yes | A | Y
Eversource Energy Service Company | Ever-NH | G128 |  | Line | Madbury 115kV | 115 | Eastport NH 115kV | Yes | A | Y
Eversource Energy Service Company | Ever-NH | G146 |  | Line | Garvins 115kV | 115 | Deerfield NH 115kV | Yes | A | Y
Eversource Energy Service Company | Ever-NH | H123-1 |  | Line | Milford NH H123/W157 Tap 115kV | 115 | Eagle NH 115kV | Yes | A | Y
Eversource Energy Service Company | Ever-NH | H123-2 |  | Line | Reeds Ferry 115kV | 115 | Milford NH H123/W157 Tap 115kV | Yes | A | Y
Eversource Energy Service Company | Ever-NH | H137 |  | Line | Garvins 115kV | 115 | Merrimack Bus 1 115kV | Yes | A | Y
Eversource Energy Service Company | Ever-NH | H141-1 |  | Line | Pulpit Rock | 115 | Peaslee Tap | Yes | A | Y
Eversource Energy Service Company | Ever-NH | H141-2 |  | Line | Peaslee Tap | 115 | Great Bay | Yes | A | Y
Eversource Energy Service Company | Ever-NH | I135-6-NU |  | Line | I135N Border East Winchendon (NGRID)/Fitzwilliam (NU) 115kV | 115 | Fitzwilliam 115kV | Yes | A | Y
Eversource Energy Service Company | Ever-NH | I135N-2-NU |  | Line | I135N Border Fitzwilliam (NU) / Monadnock Tap (NGRID) 115kV | 115 | Fitzwilliam 115kV | Yes | A | Y
Eversource Energy Service Company | Ever-NH | I135N-4 |  | Line | Monadnock 115kV | 115 | Monadnock Tap 135 115kV (NEP) | Yes | A | Y
Eversource Energy Service Company | Ever-NH | I158 |  | Line | Scobie Pond 115kV | 115 | Huse Rd 115kV | Yes | A | Y
Eversource Energy Service Company | Ever-NH | J114 |  | Line | Rimmon 115kV | 115 | Greggs 115kV | Yes | A | Y
Eversource Energy Service Company | Ever-NH | J147 |  | Line | Peaslee | 115 | Peaslee Tap | Yes | A | Y
Eversource Energy Service Company | Ever-NH | K105 |  | Line | North Merrimack 115kV | 115 | Greggs 115kV | Yes | A | Y
Eversource Energy Service Company | Ever-NH | K165-1 |  | Line | Bridge Tap 115kV | 115 | Power St 115kV | Yes | A | Y
Eversource Energy Service Company | Ever-NH | K165-2 |  | Line | Eagle NH 115kV | 115 | Bridge Tap 115kV | Yes | A | Y
Eversource Energy Service Company | Ever-NH | K174-NU |  | Line | North Rd 115kV | 115 | K174 Border Ascutney (VELCO) / North Rd (PSNH) 115kV | Yes | A | Y
Eversource Energy Service Company | Ever-NH | K186-NU |  | Line | Vernon Rd Tap (N186 PSNH/NGRID Border) 115kV | 115 | K186/N186 Border-Vernon VT (VELCO) / Vernon Tap (PSNH) 115kV | Yes | A | Y
Eversource Energy Service Company | Ever-NH | L163 |  | Line | North Keene | 115 | Tuttle Hill | Yes | A | Y
Eversource Energy Service Company | Ever-NH | L175 |  | Line | Madbury 115kV | 115 | Deerfield NH 115kV | Yes | A | Y
Eversource Energy Service Company | Ever-NH | M108 |  | Line | Curtisville | 115 | Garvins | Yes | A | Y
Eversource Energy Service Company | Ever-NH | M127 |  | Line | Webster NH 115kV | 115 | North Rd 115kV | Yes | A | Y
Eversource Energy Service Company | Ever-NH | M164 |  | Line | Bedford 115kV | 115 | Huse Rd 115kV | Yes | A | Y
Eversource Energy Service Company | Ever-NH | M183 |  | Line | Cocheco St 115kV | 115 | Madbury 115kV | Yes | A | Y
Eversource Energy Service Company | Ever-NH | N133-1 |  | Line | Schiller 115kV | 115 | Bolt Hill 115kV | Yes | A | Y
Eversource Energy Service Company | Ever-NH | N133-2 |  | Line | Bolt Hill 115kV | 115 | Three Rivers N133/K250 115kV | Yes | A | Y
Eversource Energy Service Company | Ever-NH | N186-2 |  | Line | Chestnut Hill (NH) 115kV | 115 | Vernon Rd Tap (N186 PSNH/NGRID Border) 115kV | Yes | A | Y
Eversource Energy Service Company | Ever-NH | O161 |  | Line | Greggs 115kV | 115 | Pine Hill 115kV | Yes | A | Y
Eversource Energy Service Company | Ever-NH | P106 |  | Line | Rimmon 115kV | 115 | Eddy 115kV | Yes | A | Y
Eversource Energy Service Company | Ever-NH | P145 |  | Line | Oak Hill 115kV | 115 | Merrimack Bus 3 115kV | Yes | A | Y
Eversource Energy Service Company | Ever-NH | Q166 |  | Line | Monadnock 115kV | 115 | Fitzwilliam | Yes | A | Y
Eversource Energy Service Company | Ever-NH | Q171 |  | Line | Merrimack Bus 3 115kV | 115 | Greggs 115kV | Yes | A | Y
Eversource Energy Service Company | Ever-NH | Q195-1 |  | Line | Q195 Tap 115kV | 115 | Whitefield 115kV | Yes | A | Y
Eversource Energy Service Company | Ever-NH | Q195-2-NU |  | Line | Q195 Tap 115kV | 115 | Q195 Border Moore (NEP) / Q-195 Tap (PSNH) 115kV | Yes | A | Y
Eversource Energy Service Company | Ever-NH | Q195-3 |  | Line | Littleton NH 115kV | 115 | Q195 Tap 115kV | Yes | A | Y
Eversource Energy Service Company | Ever-NH | R169 |  | Line | Three Rivers R169/K197 115kV | 115 | Cocheco St 115kV | Yes | A | Y
Eversource Energy Service Company | Ever-NH | R187 |  | Line | Mammoth Rd 115kV | 115 | Scobie Pond 115kV | Yes | A | Y
Eversource Energy Service Company | Ever-NH | R193-1 |  | Line | V103_T | 115 | Brentwood NH 115kV | Yes | A | Y
Eversource Energy Service Company | Ever-NH | R193-2 |  | Line | Scobie Pond 115kV | 115 | V103_T | Yes | A | Y
Eversource Energy Service Company | Ever-NH | S153 |  | Line | Great Bay 115kV | 115 | Ocean Rd U181 115kV | Yes | A | Y
Eversource Energy Service Company | Ever-NH | S188 |  | Line | Watts Brook 115kV | 115 | Mammoth Rd 115kV | Yes | A | Y
Eversource Energy Service Company | Ever-NH | T120 |  | Line | Scobie Pond T120 115kV | 115 | Scobie Pond 115kV | Yes | A | Y
Eversource Energy Service Company | Ever-NH | T155 |  | Line | North Merrimack 115kV | 115 | Watts Brook 115kV | Yes | A | Y
Eversource Energy Service Company | Ever-NH | T198 |  | Line | Emerald (Keene NH) 115kV | 115 | Monadnock 115kV | Yes | A | Y
Eversource Energy Service Company | Ever-NH | T30 |  | Line | Scobie Pond T30 115kV | 115 | Scobie Pond 115kV | Yes | A | Y
Eversource Energy Service Company | Ever-NH | T90 |  | Line | Scobie Pond T90 115kV | 115 | Scobie Pond 115kV | Yes | A | Y
Eversource Energy Service Company | Ever-NH | U181-1 |  | Line | Schiller 115kV | 115 | Mill Pond Tap 115kV | Yes | A | Y
Eversource Energy Service Company | Ever-NH | U181-2 |  | Line | Mill Pond Tap 115kV | 115 | Ocean Rd U181 115kV | Yes | A | Y
Eversource Energy Service Company | Ever-NH | U199 |  | Line | Littleton NH 115kV | 115 | Streeter Pond 115kV | Yes | A | Y
Eversource Energy Service Company | Ever-NH | V103 |  | Line | Peaslee | 115 | V103_T | Yes | A | Y
Eversource Energy Service Company | Ever-NH | V182 |  | Line | Farmwood, NH 115kV | 115 | Webster NH 115kV | Yes | A | Y
Eversource Energy Service Company | Ever-NH | V191 |  | Line | North Merrimack 115kV | 115 | Bedford 115kV | Yes | A | Y
Eversource Energy Service Company | Ever-NH | W144 |  | Line | Scobie | 115 | Huse Rd 115kV | Yes | A | Y
Eversource Energy Service Company | Ever-NH | X104 |  | Line | Tuttle Hill | 115 | Jackman 115kV | Yes | A | Y
Eversource Energy Service Company | Ever-NH | X116 |  | Line | Power St 115kV | 115 | Scobie Pond 115kV | Yes | A | Y
Eversource Energy Service Company | Ever-NH | X178-1 |  | Line | North Woodstock 115kV | 115 | Beebe River 115kV | Yes | A | Y
Eversource Energy Service Company | Ever-NH | X178-2 |  | Line | Streeter Pond 115kV | 115 | North Woodstock 115kV | Yes | A | Y
Eversource Energy Service Company | Ever-NH | X178-3 |  | Line | Whitefield 115kV | 115 | Streeter Pond 115kV | Yes | A | Y
Eversource Energy Service Company | Ever-NH | Y-138 |  | Line | White Lake 115kV | 115 | Saco Valley PS 115kV | Yes | A | Y
Eversource Energy Service Company | Ever-NH | Y151N-NU |  | Line | Power St 115kV | 115 | Y-151 Border Pelham (NEP) / Power St (PSNH) 115kV | Yes | A | Y
Eversource Energy Service Company | Ever-NH | Z119 |  | Line | Power St 115kV | 115 | Scobie Pond 115kV | Yes | A | Y
Eversource Energy Service Company | Ever-NH | Z156 |  | Line | Portsmouth 115kV | 115 | Schiller 115kV | Yes | A | Y
Eversource Energy Service Company | Ever-NH | Z180 |  | Line | Huckins Hill 115kV | 115 | Beebe River 115kV | Yes | A | Y

## Transformers
Primary Equipment Owner | Transformer ID | kV | Substation Name | State | Year of Manufacture | Original In-Service Year | Age (2024) | Year of Last Offline Inspection | Year of Next Planned Offline Inspection
CL&P (Eversource) | 1X | 345/115 | BARBOUR HILL | CT | 2007 | 2008 | 15 | 2019 | 2031
CL&P (Eversource) | 2X | 345/115 | BARBOUR HILL | CT | 2015 | 2015 | 8 | 2015 | 2027
CL&P (Eversource) | CARD 4X | 345/115 | CARD | CT | 2022 | 2022 | 1 | 2022 | 2034
CL&P (Eversource) | CARD 5X | 345/115 | CARD | CT | 2010 | 2019 | 4 | 2019 | 2031
CL&P (Eversource) | E_DEVON 2X | 345/115 | EAST DEVON | CT | 2007 | 2007 | 16 | 2020 | 2032
CL&P (Eversource) | FRSTBRDG 1X | 345/115 | FROST BRIDGE 8R | CT | 2007 | 2007 | 16 | 2019 | 2031
CL&P (Eversource) | HADDAM 5X | 345/115 | HADDAM CT | CT | 2015 | 2016 | 7 | 2016 | 2028
CL&P (Eversource) | HADDAM 6X | 345/115 | HADDAM CT | CT | 2005 | 2005 | 18 | 2018 | 2030
CL&P (Eversource) | KILLINGLY 2X | 115/69 | KILLINGLY | CT | 2006 | 2006 | 17 | 2019 | 2031
CL&P (Eversource) | MANCHSTR 4X | 345/115 | MANCHESTER (NU) | CT | 1966 | 1967 | 56 | 2020 | 2032
CL&P (Eversource) | MANCHSTR 5X | 345/115 | MANCHESTER (NU) | CT | 1985 | 1985 | 38 | 2023 | 2035
CL&P (Eversource) | MANCHSTR 6X | 345/115 | MANCHESTER (NU) | CT | 1968 | 1968 | 55 | 2018 | 2030
CL&P (Eversource) | 16X | 115/69 | MONTVILLE | CT | 2009 | 2020 | 3 | 2021 | 2033
CL&P (Eversource) | 17X | 115/69 | MONTVILLE | CT | 2022 | 2023 | 0 | 2023 | 2035
CL&P (Eversource) | MONTVLLE 18X | 345/115 | MONTVILLE | CT | 2014 | 2015 | 8 | 2015 | 2027
CL&P (Eversource) | MONTVLLE 19X | 345/115 | MONTVILLE | CT | 2014 | 2015 | 8 | 2015 | 2027
CL&P (Eversource) | N_BLOOM 5X | 345/115 | NORTH BLOOMFIELD | CT | 1980 | 1980 | 43 | 2019 | 2031
CL&P (Eversource) | N_BLOOM 7X | 345/115 | NORTH BLOOMFIELD | CT | 2011 | 2013 | 10 | 2013 | 2025
CL&P (Eversource) | NORWALK 8X | 345/115 | NORWALK CT | CT | 2005 | 2005 | 18 | 2016 | 2028
CL&P (Eversource) | NORWALK 9X | 345/115 | NORWALK CT | CT | 2007 | 2008 | 15 | 2020 | 2032
CL&P (Eversource) | NORWALKH 8X | 345/115 | NORWALK HARBOR | CT | 2008 | 2008 | 15 | 2021 | 2033
CL&P (Eversource) | PLUMTREE 1X | 345/115 | PLUMTREE 30G | CT | 1976 | 1977 | 46 | 2015 | 2027
CL&P (Eversource) | PLUMTREE 2X | 345/115 | PLUMTREE 30G | CT | 1977 | 1977 | 46 | 2016 | 2028
CL&P (Eversource) | SOTHNGTN 1X | 345/115 | SOUTHINGTON | CT | 1964 | 1964 | 59 | 2021 | 2033
CL&P (Eversource) | SOTHNGTN 2X | 345/115 | SOUTHINGTON | CT | 1970 | 1971 | 52 | 2018 | 2030
CL&P (Eversource) | SOTHNGTN 3X | 345/115 | SOUTHINGTON | CT | 1975 | 1975 | 48 | 2019 | 2031
CL&P (Eversource) | SOTHNGTN 4X | 345/115 | SOUTHINGTON | CT | 1992 | 1992 | 31 | 2019 | 2031
CL&P (Eversource) | 2X | 115/69 | TORRINGTON TERMINAL | CT | 2013 | 2013 | 10 | 2023 | 2035
CL&P (Eversource) | 1X | 115/69 | TUNNEL | CT | 1964 | 1965 | 58 | 2020 | 2032
CL&P (Eversource) | LUDLOW 2X | 345/115 | LUDLOW | MA | 2009 | 2012 | 11 | 2012 | 2024
CL&P (Eversource) | LUDLOW 3X | 345/115 | LUDLOW | MA | 2011 | 2012 | 11 | 2012 | 2024
CL&P (Eversource) | 5X | 345/115 | NORTHFIELD | MA | 2017 | 2017 | 6 | 2017 | 2029
CMP (Avangrid) | T1 | 345/115 | ALBION ROAD | ME | 2011 |  | 12 | 2019 | 2025
CMP (Avangrid) | T3 | 345/115 | COOPERS MILLS | ME | 2015 |  | 8 | 2020 | 2026
CMP (Avangrid) | T4 | 345/115 | COOPERS MILLS | ME | 2018 |  | 5 | 2018 | 2024
CMP (Avangrid) | T1 | 345/115 | LARRABEE ROAD | ME | 2012 |  | 11 | 2019 | 2025
CMP (Avangrid) | T1 | 345/115 | MAGUIRE ROAD | ME | 2013 |  | 10 | 2020 | 2026
CMP (Avangrid) | T9 | 345/115 | MASON | ME | 1971 |  | 52 | 2021 | 2027
CMP (Avangrid) | T1 | 345/115 | SOUTH GORHAM | ME | 1982 |  | 41 | 2021 | 2027
CMP (Avangrid) | T2 | 345/115 | SOUTH GORHAM | ME | 2009 |  | 14 | 2018 | 2024
CMP (Avangrid) | T1 | 345/115 | SUROWIEC | ME | 1969 |  | 54 | 2019 | 2025
MEPCO | T1 | 345/115 | ORRINGTON | ME | 2005 |  | 18
New England Power | T3 | 110/69/24 | ADAMS | MA | 1964 |  | 60 | As needed | As needed
New England Power | 210X | 345/115 | AUBURN ST | MA | 2001 |  | 23 | As needed | As needed
New England Power | 220X | 345/115 | AUBURN ST | MA | 2012 |  | 12 | As needed | As needed
New England Power | T3 | 230/115 | BEAR SWAMP | MA | 1973 |  | 51 | As needed | As needed
New England Power | T4 | 230/115 | BEAR SWAMP | MA | 2017 |  | 7 | As needed | As needed
New England Power | T1 | 345/115 | BERRY ST | MA | 2011 |  | 13 | As needed | As needed
New England Power | 3A | 345/116/20 | BRAYTON POINT | MA | 1977 |  | 47 | As needed | As needed
New England Power | 3B | 345/116/20 | BRAYTON POINT | MA | 1977 |  | 47 | As needed | As needed
New England Power | T4 | 345/115 | BRAYTON POINT | MA | 2020 |  | 4 | As needed | As needed
New England Power | 161X | 345/115 | BRIDGEWATER | MA | 1970 |  | 54 | As needed | As needed
New England Power | 162X | 345/115 | BRIDGEWATER | MA | 1994 |  | 30 | As needed | As needed
New England Power | T1 | 345/115 | CARPENTER HILL | MA | 2016 |  | 8 | As needed | As needed
New England Power | T3 | 115/66 | DEERFIELD 4 | MA | 2013 |  | 11 | As needed | As needed
New England Power | T4 | 115/69 | DEERFIELD 4 | MA | 1974 |  | 50 | As needed | As needed
New England Power | T1 | 115/69 | MILLBURY 5 | MA | 2006 |  | 18 | As needed | As needed
New England Power | T2 | 115/69 | MILLBURY 5 | MA | 2015 |  | 9 | As needed | As needed
New England Power | T3 | 110/69 | MILLBURY 5 | MA | 2005 |  | 19 | As needed | As needed
New England Power | T1 | 115/69/14.4 | NORTHBORO RD | MA | 1969 |  | 55 | As needed | As needed
New England Power | T2 | 115/69/13 | NORTHBORO RD | MA | 1970 |  | 54 | As needed | As needed
New England Power | T3 | 115/69/14.4 | NORTHBORO RD | MA | 1990 |  | 34 | As needed | As needed
New England Power | T4 | 115/69/14.4 | NORTHBORO RD | MA | 1990 |  | 34 | As needed | As needed
New England Power | 3X | 115/69 | PALMER | MA | 1969 |  | 55 | As needed | As needed
New England Power | 4X | 115/69 | PALMER | MA | 1959 |  | 65 | As needed | As needed
New England Power | 5X | 115/69/23.1 | PALMER | MA | 1999 |  | 25 | As needed | As needed
New England Power | 6X | 115/69/23.1 | PALMER | MA | 1999 |  | 25 | As needed | As needed
New England Power | 8AT | 230/115 | PRATTS JUNCTION | MA | 1973 |  | 51 | As needed | As needed
New England Power | 8T | 230/115 | PRATTS JUNCTION | MA | 1994 |  | 30 | As needed | As needed
New England Power | T3 | 115/69 | PRATTS JUNCTION | MA | 2004 |  | 20 | As needed | As needed
New England Power | T4 | 115/69/13 | PRATTS JUNCTION | MA | 2004 |  | 20 | As needed | As needed
New England Power | T5 | 115/69 | PRATTS JUNCTION | MA | 1999 |  | 25 | As needed | As needed
New England Power | T6 | 115/69/14.4 | PRATTS JUNCTION | MA | 1999 |  | 25 | As needed | As needed
New England Power | T7 | 115/69/13 | PRATTS JUNCTION | MA | 2012 |  | 12 | As needed | As needed
New England Power | T1 | 345/115/24 | SANDY POND | MA | 2002 |  | 22 | As needed | As needed
New England Power | T2 | 345/115/24 | SANDY POND | MA | 2008 |  | 16 | As needed | As needed
New England Power | 2T | 230/115/13.8 | TEWKSBURY 22 | MA | 1985 |  | 39 | As needed | As needed
New England Power | 3T | 230/115/13.8 | TEWKSBURY 22 | MA | 1957 |  | 67 | As needed | As needed
New England Power | 4T | 230/115/13.8 | TEWKSBURY 22 | MA | 1985 |  | 39 | As needed | As needed
New England Power | T1 | 115/69 | WACHUSETT | MA | 2006 |  | 18 | As needed | As needed
New England Power | T2 | 115/69 | WACHUSETT | MA | 2006 |  | 18 | As needed | As needed
New England Power | T3 | 115/69 | WACHUSETT | MA | 1980 |  | 44 | As needed | As needed
New England Power | T4 | 115/69 | WACHUSETT | MA | 2012 |  | 12 | As needed | As needed
New England Power | T5 | 345/115 | WACHUSETT | MA | 2006 |  | 18 | As needed | As needed
New England Power | T6 | 345/115 | WACHUSETT | MA | 2006 |  | 18 | As needed | As needed
New England Power | T7 | 345/115 | WACHUSETT | MA | 2006 |  | 18 | As needed | As needed
New England Power | T1 | 345/115 | WAKEFIELD JCT | MA | 2008 |  | 16 | As needed | As needed
New England Power | T2 | 345/115 | WAKEFIELD JCT | MA | 2009 |  | 15 | As needed | As needed
New England Power | T3 | 345/115 | WAKEFIELD JCT | MA | 2008 |  | 16 | As needed | As needed
New England Power | T4 | 345/115 | WAKEFIELD JCT | MA | 2009 |  | 15 | As needed | As needed
New England Power | T3 | 345/115 | WARD HILL | MA | 2006 |  | 18 | As needed | As needed
New England Power | T4 | 345/115 | WARD HILL | MA | 2006 |  | 18 | As needed | As needed
New England Power | T5 | 345/115 | WARD HILL | MA | 2006 |  | 18 | As needed | As needed
New England Power | T6 | 345/115 | WARD HILL | MA | 1997 |  | 27 | As needed | As needed
New England Power | T2 | 345/115 | WEST AMESBURY | MA | 2009 |  | 15 | As needed | As needed
New England Power | T1 | 230/13.4 | MOORE | NH | 2012 |  | 12 | As needed | As needed
New England Power | T7 | 115/13.8 | MOORE | NH | 2011 |  | 13 | As needed | As needed
New England Power | 3X | 115/69/6.6 | HARRIMAN | VT | 1997 |  | 27 | As needed | As needed
NSTAR (Eversource) | AGAWAM 1X | 345/115 | AGAWAM | MA | 2011 | 2012 | 11 | 2012 | 2024
NSTAR (Eversource) | AGAWAM 2X | 345/115 | AGAWAM | MA | 2011 | 2012 | 11 | 2012 | 2024
NSTAR (Eversource) | BERKSHRE 1X | 345/115 | BERKSHIRE 18C | MA |  | 1971 | 52 |  | 2024
NSTAR (Eversource) | BERKSHRE 2X | 345/115 | BERKSHIRE 18C | MA | 2008 | 2008 | 15 | 2020 | 2032
NSTAR (Eversource) | 120X | 345/115 | CANAL STA#980 | MA | 1967 |  | 56 | 2019 | 2025
NSTAR (Eversource) | 121X | 345/115 | CANAL STA#980 | MA | 1999 |  | 24 | 2018 | 2024
NSTAR (Eversource) | 126X | 345/115 | CANAL STA#980 | MA | 1972 |  | 51 | 2020 | 2026
NSTAR (Eversource) | 345 A | 345/115 | CARVER STA#726 | MA | 2010 |  | 13 | 2018 | 2024
NSTAR (Eversource) | 345 B | 345/115 | CARVER STA#726 | MA | 2008 |  | 15 | 2018 | 2024
NSTAR (Eversource) | 230A | 345/230 | FRAMINGHAM STA #240 | MA | 2001 |  | 22 | 2019 | 2025
NSTAR (Eversource) | 345 A | 345/115 | HOLBROOK STA #478 | MA | 1974 |  | 49 | 2019 | 2025
NSTAR (Eversource) | 345A | 345/115 | HYDE PARK STA#496 | MA | 2005 |  | 18 | 2022 | 2028
NSTAR (Eversource) | 345 A | 345/115 | K ST STA#385 | MA | 2005 |  | 18 | 2022 | 2028
NSTAR (Eversource) | 345 B | 345/115 | K ST STA#385 | MA | 2007 |  | 16 | 2022 | 2028
NSTAR (Eversource) | 345 A | 345/115 | KINGSTON STREET STA#514 | MA | 1988 |  | 35 | 2021 | 2027
NSTAR (Eversource) | 345 B | 345/115 | KINGSTON STREET STA#514 | MA | 1988 |  | 35 | 2017 | 2023
NSTAR (Eversource) | 345 A | 345/115 | LEXINGTON STATION #320 | MA | 1999 |  | 24 |  | 2024
NSTAR (Eversource) | 345 A | 345/115 | MYSTIC STATION #250 | MA | 2002 |  | 21 | 2015 | 2024
NSTAR (Eversource) | 345 B | 345/115 | MYSTIC STATION #250 | MA | 2017 |  | 6 | 2017 | 2023
NSTAR (Eversource) | 345 A | 345/115 | NORTH CAMBRIDGE STATION#509 | MA | 1998 |  | 25 | 2019 | 2025
NSTAR (Eversource) | 345 B | 345/115 | NORTH CAMBRIDGE STATION#509 | MA | 1999 |  | 24 | 2020 | 2026
NSTAR (Eversource) | 230 A | 345/230 | SUDBURY STA #342 | MA | 2014 |  | 9 |  | 2024
NSTAR (Eversource) | 230 A | 345/230 | WALTHAM STA #282 | MA | 2002 |  | 21 | 2022 | 2028
NSTAR (Eversource) | 345 A | 345/115 | WEST BARNSTABLE STA#921 | MA | 2012 |  | 11 | 2020 | 2026
NSTAR (Eversource) | 345 A | 345/230 | WEST MEDWAY STA#446 | MA | 2011 |  | 12 | 2017 | 2023
NSTAR (Eversource) | 345 B | 345/230 | WEST MEDWAY STA#446 | MA | 2011 |  | 12 | 2017 | 2023
NSTAR (Eversource) | 345 A | 345/115 | WEST WALPOLE STA#447 | MA | 2002 |  | 21 | 2022 | 2028
NSTAR (Eversource) | 345 A | 345/115 | WOBURN STATION #211 | MA | 2016 | 2019 | 4 | 2019 | 2025
PSNH (Eversource) | DEERFLD TB14 | 345/115 | DEERFIELD NH | NH | 2017 | 2018 | 5 | 2018 | 2030
PSNH (Eversource) | DEERFLD TB28 | 345/115 | DEERFIELD NH | NH | 2009 | 2010 | 13 | 2017 | 2029
PSNH (Eversource) | Eagle T154 | 345/115 | EAGLE | NH | 2017 | 2023 | 0 | 2023 | 2035
PSNH (Eversource) | FITZWILL TB34 | 345/115 | FITZWILLIAM | NH | 2007 | 2009 | 14 | 2021 | 2033
PSNH (Eversource) | LITTLETN TB138 | 345/230 | LITTLETON NH | NH | 2010 | 2010 | 13 | 2019 | 2031
PSNH (Eversource) | LITTLETN TB41 | 345/230 | LITTLETON NH | NH | 2018 | 2018 | 5 | 2018 | 2030
PSNH (Eversource) | MERIMACK A253 | 345/230 | MERRIMACK | NH | 2003 | 2004 | 19 | 2022 | 2034
PSNH (Eversource) | SCOBIE B120 | 345/115 | SCOBIE POND | NH | 2007 | 2008 | 15 | 2020 | 2032
PSNH (Eversource) | SCOBIE TB30 | 345/115 | SCOBIE POND | NH | 2009 | 2010 | 13 | 2017 | 2029
PSNH (Eversource) | SCOBIE TB90 | 345/115 | SCOBIE POND | NH | 2003 | 2004 | 19 | 2016 | 2028
Rhode Island Energy | T3 | 345/115 | KENT COUNTY | RI | 2020 | 2022 | 3 | 2022 | TBD
Rhode Island Energy | T4 | 345/115 | KENT COUNTY | RI | 2009 | 2009 | 14 | 2010 | TBD
Rhode Island Energy | T8 | 345/115 | KENT COUNTY | RI | 2010 | 2011 | 13 | 2012 | TBD
Rhode Island Energy | T174 | 345/115 | WEST FARNUM | RI | 2002 | 2002 | 21 | 2008 | TBD
Rhode Island Energy | T175 | 345/115 | WEST FARNUM | RI | 1983 | 1983 | 40 | 2012 | TBD
UI (Avangrid) | EAST SHORE 8X | 345/115 | EAST SHORE | CT | 1972 |  | 51 | 2021 | 2027
UI (Avangrid) | EAST SHORE 9X | 345/115 | EAST SHORE | CT | 1973 |  | 50 | 2016 | 2022
UI (Avangrid) | SINGER 2X | 345/115 | SINGER | CT | 2007 |  | 16 | 2023 | 2029
Versant | T1 | 345/115 | KEENE ROAD | ME | 2010 |  | 13 | 2021 | 2024
Versant | T2 | 345/115 | ORRINGTON | ME | 1978 |  | 45 | 2022 | 2025
VT Transco | PST | 115/115 | BLISSVILLE | VT | 2006 |  | 18 | 2023 | 2029
VT Transco | T1 | 345/115 | COOLIDGE | VT | 1975 |  | 49 | 2022 | 2028
VT Transco | PST1 | 115/115 | GRANITE | VT | 2008 |  | 16 | 2021 | 2027
VT Transco | PST2 | 115/115 | GRANITE | VT | 2004 |  | 20 | 2023 | 2029
VT Transco | T1 | 230/115 | GRANITE | VT | 2008 |  | 16 | 2019 | 2025
VT Transco | T2 | 230/115 | GRANITE | VT | 2008 |  | 16 | 2019 | 2025
VT Transco | N.X1 | 120/23.3 | HIGHGATE CONVERTER | VT | 1985 |  | 39 | 2023 | 2029
VT Transco | S.X1 | 120/23.3 | HIGHGATE CONVERTER | VT | 1985 |  | 39 | 2023 | 2029
VT Transco | T1 | 345/115 | NEW HAVEN | VT | 2007 |  | 17 | 2023 | 2029
VT Transco | T2 | 345/115 | NEW HAVEN | VT | 2007 |  | 17 | 2023 | 2029
VT Transco | T1 | 345/115 | NEWFANE | VT | 2010 |  | 14 | 2023 | 2029
VT Transco | PST | 115/115 | SAND BAR | VT | 2008 |  | 16 | 2021 | 2027
VT Transco | T4 | 345/115 | VERMONT YANKEE | VT | 1970 |  | 54 | 2023 | 2029
VT Transco | T1 | 345/115 | VERNON | VT | 2010 |  | 14 | 2022 | 2028
VT Transco | T1 | 345/115 | WEST RUTLAND | VT | 2003 |  | 21 | 2022 | 2028
VT Transco | T2 | 345/115 | WEST RUTLAND | VT | 2003 |  | 21 | 2022 | 2028

## Data (Hidden) (hidden)
Primary Equipment Owner | Line kV | TX kV | State | OH or UG? | UG Line Type | Primary Structure Material | Primary Structure Type | Primary Structure Material
CMP (Avangrid) | 345 | 345/115 | CT | OH | Pipe-type | Wood | SCMP | Natural Wood
Vermont Electric Power Company | 230 | 345/230 | MA | UG | Solid dielectric | Steel | SCHF | Laminate Wood
Versant | 115 | 115/69 | ME |  | N/A | Composite | SCLA | Steel
National Grid | 69 |  | NH |  |  | Concrete | DCMP | Concrete
Rhode Island Energy |  |  | RI |  |  | N/A | DCHF | N/A
MEPCO |  |  | VT |  |  |  | DCLA
UI (Avangrid) | [6 empty] | N/A
PSNH (Eversource)
CL&P (Eversource)
NSTAR (Eversource)